## Combined_All_Rows
Category | Description | Item Name | Item Type | Mfg Part # | Rate | __source_file
Service:Service Repairs:Gas Furnace Repairs:Motors | INSTALL NEW INDOOR BLOWER MOTOR COMPLETE INCLUDING\CRThis Installation Includes the Following:\CR\CR* Disconnect power and verify system safety prior to rep | Indoor Blower Motor - 1200 | Non Inventory |  | 3456.31 | Items 2025-12-31 (1).csv
Service:Service Repairs:Gas Furnace Repairs:Motors | INSTALL NEW INDOOR BLOWER MOTOR COMPLETE INCLUDING\CRThis Installation Includes the Following:\CR\CR* Disconnect power and verify system safety prior to rep | Indoor Blower Motor - 150 | Non Inventory |  | 860 | Items 2025-12-31 (1).csv
Service:Service Repairs:Gas Furnace Repairs:Motors | INSTALL NEW INDOOR BLOWER MOTOR COMPLETE INCLUDING\CRThis Installation Includes the Following:\CR\CR* Disconnect power and verify system safety prior to rep | Indoor Blower Motor - 1500 | Non Inventory |  | 4227.74 | Items 2025-12-31 (1).csv
Service:Service Repairs:Gas Furnace Repairs:Motors | INSTALL NEW INDOOR BLOWER MOTOR COMPLETE INCLUDING\CRThis Installation Includes the Following:\CR\CR* Disconnect power and verify system safety prior to rep | Indoor Blower Motor - 350 | Non Inventory |  | 1270.6 | Items 2025-12-31 (1).csv
Service:Service Repairs:Gas Furnace Repairs:Motors | INSTALL NEW INDOOR BLOWER MOTOR COMPLETE INCLUDING\CRThis Installation Includes the Following:\CR\CR* Disconnect power and verify system safety prior to rep | Indoor Blower Motor - 500 | Non Inventory |  | 1552.62 | Items 2025-12-31 (1).csv
Service:Service Repairs:Gas Furnace Repairs:Motors | INSTALL NEW INDOOR BLOWER MOTOR COMPLETE INCLUDING\CRThis Installation Includes the Following:\CR\CR* Disconnect power and verify system safety prior to rep | Indoor Blower Motor - 700 | Non Inventory |  | 2170.6 | Items 2025-12-31 (1).csv
Service:Service Repairs:Gas Furnace Repairs:Motors | INSTALL NEW INDOOR BLOWER MOTOR COMPLETE INCLUDING\CRThis Installation Includes the Following:\CR\CR* Disconnect power and verify system safety prior to rep | Indoor Blower Motor - 900 | Non Inventory |  | 2684.88 | Items 2025-12-31 (1).csv
Service:Service Repairs:Gas Furnace Repairs:Motors | INSTALL NEW OUTDOOR BLOWER MOTOR COMPLETE INCLUDING\CRThis Installation Includes the Following:\CR\CR* Disconnect power and verify system safety prior to re | Outdoor Blower Motor - 1200 | Non Inventory |  | 3456.31 | Items 2025-12-31 (1).csv
Service:Service Repairs:Gas Furnace Repairs:Motors | INSTALL NEW OUTDOOR BLOWER MOTOR COMPLETE INCLUDING\CRThis Installation Includes the Following:\CR\CR* Disconnect power and verify system safety prior to re | Outdoor Blower Motor - 150 | Non Inventory |  | 860 | Items 2025-12-31 (1).csv
Service:Service Repairs:Gas Furnace Repairs:Motors | INSTALL NEW OUTDOOR BLOWER MOTOR COMPLETE INCLUDING\CRThis Installation Includes the Following:\CR\CR* Disconnect power and verify system safety prior to re | Outdoor Blower Motor - 1500 | Non Inventory |  | 4227.74 | Items 2025-12-31 (1).csv
Service:Service Repairs:Gas Furnace Repairs:Motors | INSTALL NEW OUTDOOR BLOWER MOTOR COMPLETE INCLUDING\CRThis Installation Includes the Following:\CR\CR* Disconnect power and verify system safety prior to re | Outdoor Blower Motor - 350 | Non Inventory |  | 1270.6 | Items 2025-12-31 (1).csv
Service:Service Repairs:Gas Furnace Repairs:Motors | INSTALL NEW OUTDOOR BLOWER MOTOR COMPLETE INCLUDING\CRThis Installation Includes the Following:\CR\CR* Disconnect power and verify system safety prior to re | Outdoor Blower Motor - 500 | Non Inventory |  | 1552.62 | Items 2025-12-31 (1).csv
Service:Service Repairs:Gas Furnace Repairs:Motors | INSTALL NEW OUTDOOR BLOWER MOTOR COMPLETE INCLUDING\CRThis Installation Includes the Following:\CR\CR* Disconnect power and verify system safety prior to re | Outdoor Blower Motor - 700 | Non Inventory |  | 2170.6 | Items 2025-12-31 (1).csv
Service:Service Repairs:Gas Furnace Repairs:Motors | INSTALL NEW OUTDOOR BLOWER MOTOR COMPLETE INCLUDING\CRThis Installation Includes the Following:\CR\CR* Disconnect power and verify system safety prior to re | Outdoor Blower Motor - 900 | Non Inventory |  | 2684.88 | Items 2025-12-31 (1).csv
Sales:Carrier - Turn to the experts:Carrier Split Gas A/C | INSTALL 3 TON INFINITY 16 SEER CARRIER A/C GAS FURNACE\CRSYSTEM COMPLETE INCLUDING\CRFeatures & Benefits\CR*Variable Speed Compressor\CR*Increased Humidity R | 3 Ton IN 16 SGA | Inventory |  | 0 | Items 2025-12-31 (2).csv
Maintenance | PERFORM CLEAN & CHECK COOLING TUNE-UP FOR 1) A/C SYSTEM INCLUDING -1) MONITOR REFRIGERANT LEVELS -2) PERFORM INSPECTION OF COILS AND CLEANING TO OUTDO | Heating / Cooling Tune-Up | Non Inventory |  | 199 | Items 2025-12-31 (2).csv
Sales:Carrier - Turn to the experts:Carrier Split Heat Pump | INSTALL 1 TON INFINITY 18 SEER 5\CRSTAGE CARRIER HEAT PUMP\CRSYSTEM COMPLETE INCLUDING\CRFeatures & Benefits\CR*5 Stage Compressor Variable Speed\CRIndoor Fan\CR* | 1 Ton IN 18 SHP | Inventory |  | 15060 | Items 2025-12-31 (2).csv
Sales:Carrier - Turn to the experts:Carrier Split Heat Pump | INSTALL 1.5 TON PERFORMANCE 16 SEER CARRIER HEAT PUMP\CRSYSTEM COMPLETE INCLUDING\CRFeatures & Benefits\CR*Single Speed Compressor\CR*Increased Humidity Remo | 1.5 Ton PE 16 SHP | Inventory |  | 8556 | Items 2025-12-31 (2).csv
Sales:Run Tru:RunTru Split Heat Pump | INSTALL 1.5 TON XR14 SEER SINGLE SPEED RUNTRU HEAT PUMP SYSTEM INCLUDING\CR\CRFeatures & Benefits\CR*Single Speed Compressor \CR*2 Speed Indoor Fan \CR*Reliable | 1.5 Ton XR14 RunTru SHP | Non Inventory |  | 11236.41 | Items 2025-12-31 (2).csv
Sales:Trane:Split Gas A/C | INSTALL 1.5 TON XR14 A/C WITH GAS FURNACE COMPLETE \CR\CRFeatures & Benefits\CR*Single Speed Compressor \CR*2 Speed Indoor Fan \CR*Reliable Comfort | 1.5 Ton XR14 SGA | Non Inventory |  | 13425 | Items 2025-12-31 (2).csv
Sales:Trane:Split Heat Pump | INSTALL 1.5 TON XR14 SEER SINGLE SPEED TRANE HEAT PUMP SYSTEM INCLUDING\CR\CRFeatures & Benefits\CR*Single Speed Compressor \CR*2 Speed Indoor Fan \CR*Reliable | 1.5 Ton XR14 SHP | Non Inventory |  | 13101 | Items 2025-12-31 (2).csv
Sales:Run Tru:RunTru Split Heat Pump | INSTALL 1.5 TON XR15 SEER SINGLE SPEED RUNTRU HEAT PUMP SYSTEM INCLUDING\CR\CRFeatures & Benefits\CR*Variable Speed Compressor \CR*Variable Speed Indoor Fan \CR | 1.5 Ton XR15 RunTru SHP | Non Inventory |  | 12480.76 | Items 2025-12-31 (2).csv
Sales:Trane:Split Gas A/C | INSTALL 1.5 TON XR15 A/C WITH GAS FURNACE COMPLETE \CR\CRFeatures & Benefits\CR*Variable Speed Compressor \CR*Variable Speed Indoor Fan \CR*Increased De-humidif | 1.5 Ton XR15 SGA | Non Inventory |  | 14165 | Items 2025-12-31 (2).csv
Sales:Trane:Split Heat Pump | INSTALL 1.5 TON XR15 SEER SINGLE SPEED TRANE HEAT PUMP SYSTEM INCLUDING\CR\CRFeatures & Benefits\CR*Variable Speed Compressor \CR*Variable Speed Indoor Fan \CR* | 1.5 Ton XR15 SHP | Non Inventory |  | 15252 | Items 2025-12-31 (2).csv
Sales:Run Tru:RunTru Split Heat Pump | INSTALL 2 TON XR14 SEER SINGLE-SPEED RUNTRU HEAT PUMP SYSTEM INCLUDING\CR\CRFeatures & Benefits\CR*Single Speed Compressor \CR*2 Speed Indoor Fan \CR*Reliable C | 2 Ton XR14 RunTru SHP | Non Inventory |  | 11405.46 | Items 2025-12-31 (2).csv
Sales:Carrier - Turn to the experts:Carrier Split Heat Pump | INSTALL 2 TON COMFORT\CRSERIES 15 SEER CARRIER HEAT\CRPUMP SYSTEM COMPLETE\CRINCLUDING\CRFeatures & Benefits\CR*Single Speed Compressor\CR*Increased Humidity Remo | 2 Ton CO 15 SHP | Inventory |  | 11879.28 | Items 2025-12-31 (2).csv
Sales:Concord:Concord Split Heat Pump | INSTALL 2 TON LYNX 18 VARIABLE SPEED CONCORD HEAT PUMP SYSTEM INCLUDING\CRFeatures & Benefits\CR*Variable Speed Compressor\CR*Variable Speed Indoor Fan\CR*Inc | 2 Ton Concord Lynx 18 SHP | Non Inventory |  | 13208.15 | Items 2025-12-31 (2).csv
Sales:Carrier - Turn to the experts:Carrier Split Heat Pump | INSTALL 2 TON INFINITY 18 SEER 5\CRSTAGE CARRIER HEAT PUMP\CRSYSTEM COMPLETE INCLUDING\CRFeatures & Benefits\CR*5 Stage Compressor Variable Speed\CRIndoor Fan\CR* | 2 Ton IN 18 SHP | Inventory |  | 21207.2 | Items 2025-12-31 (2).csv
Sales:Carrier - Turn to the experts:Carrier Split Heat Pump | INSTALL 2 TON INFINITY 24 SEER CARRIER HEAT PUMP\CRSYSTEM COMPLETE INCLUDING\CRFeatures & Benefits\CR*Variable Speed Compressor\CR*Increased Humidity Removal | 2 Ton IN 24 SHP | Inventory |  | 24092.67 | Items 2025-12-31 (2).csv
Sales:Carrier - Turn to the experts:Carrier Split Heat Pump | INSTALL 2 TON PERFORMANCE 17 SEER CARRIER HEAT PUMP\CRSYSTEM COMPLETE INCLUDING\CRFeatures & Benefits\CR*Single Speed Compressor\CR*Increased Humidity Remova | 2 Ton PE 17 SHP | Inventory |  | 16518 | Items 2025-12-31 (2).csv
Sales:Trane:Dual Fuel Package | INSTALL 2 TON XL14C SEER SINGLE SPEED TRANE DUAL FUEL SYSTEM INCLUDING\CR\CRFeatures & Benefits\CR*Single Speed Compressor \CR*Variable Speed Indoor Fan \CR*Inc | 2 Ton XL14C DF | Non Inventory |  | 10173 | Items 2025-12-31 (2).csv
Sales:Trane:Gas Package | INSTALL 2 TON XL15C SEER SINGLE SPEED TRANE GAS PACKAGE SYSTEM INCLUDING\CR\CRFeatures & Benefits\CR*Dual Speed Compressor \CR*Variable Speed Indoor Fan \CR*In | 2 Ton XL15C GP | Non Inventory |  | 13875 | Items 2025-12-31 (2).csv
Sales:Trane:Packaged Heat Pump | INSTALL 2 TON XL15C SEER SINGLE SPEED TRANE HEAT PUMP PACKAGE SYSTEM INCLUDING\CR\CRFeatures & Benefits\CR*Variable Speed Compressor \CR*Variable Speed Indoor | 2 Ton XL15C PHP | Non Inventory |  | 14182 | Items 2025-12-31 (2).csv
Sales:Trane:Dual Fuel Package | INSTALL 2 TON XL16C SEER DUAL SPEED TRANE DUAL FUEL SYSTEM INCLUDING\CR\CRFeatures & Benefits\CR*Dual Speed Compressor \CR*Variable Speed Indoor Fan \CR*Increas | 2 Ton XL16C DF | Non Inventory |  | 12787 | Items 2025-12-31 (2).csv
Sales:Trane:Split Gas A/C | INSTALL 2 TON Xl17 TRANE A/C WITH GAS FURNACE COMPLETE \CR\CRFeatures & Benefits\CR*Single Speed Compressor \CR*Variable Speed Indoor Fan \CR*Increased De-humid | 2 Ton XL17 SGA | Non Inventory |  | 17325 | Items 2025-12-31 (2).csv
Sales:Run Tru:RunTru Split Gas A/C | INSTALL 2 TON 14 SEER A/C SPLIT SYSTEM WITH GAS FURNACE COMPLETE\CR\CRFeatures & Benefits\CR\CR*Single Stage Compressor\CR\CR*2 Speed Indoor Fan | 2 Ton XR14 RunTru SGA | Non Inventory |  | 11451 | Items 2025-12-31 (2).csv
Sales:Trane:Split Gas A/C | INSTALL 2 TON XR14 A/C WITH GAS FURNACE COMPLETE \CR\CRFeatures & Benefits\CR*Single Speed Compressor \CR*2 Speed Indoor Fan \CR*Reliable Comfort | 2 Ton XR14 SGA | Non Inventory |  | 13606 | Items 2025-12-31 (2).csv
Sales:Trane:Split Heat Pump | INSTALL 2 TON XR14 SEER SINGLE SPEED TRANE HEAT PUMP SYSTEM INCLUDING\CR\CRFeatures & Benefits\CR*Single Speed Compressor \CR*2 Speed Indoor Fan \CR*Reliable Co | 2 Ton XR14 SHP | Non Inventory |  | 13277 | Items 2025-12-31 (2).csv
Sales:Trane:Gas Package | INSTALL 2 TON XR14C SEER SINGLE SPEED TRANE GAS PACKAGE SYSTEM INCLUDING\CR\CRFeatures & Benefits\CR*Single Speed Compressor \CR*2 Speed Indoor Fan \CR*Reliab | 2 Ton XR14C GP | Non Inventory |  | 12968 | Items 2025-12-31 (2).csv
Sales:Trane:Packaged Heat Pump | INSTALL 2 TON XR14C SEER SINGLE SPEED TRANE HEAT PUMP PACKAGE SYSTEM INCLUDING\CR\CRFeatures & Benefits\CR*Single Speed Compressor \CR*2 Speed Indoor Fan \CR*Re | 2 Ton XR14C PHP | Non Inventory |  | 13703 | Items 2025-12-31 (2).csv
Sales:Run Tru:RunTru Split Gas A/C | INSTALL 2 TON 15 SEER A/C SPLIT SYSTEM WITH GAS FURNACE COMPLETE\CR\CRFeatures & Benefits\CR\CR*Single Stage Compressor\CR\CR*2 Speed Indoor Fan | 2 Ton XR15 RunTru SGA | Non Inventory |  | 11838 | Items 2025-12-31 (2).csv
Sales:Run Tru:RunTru Split Heat Pump | INSTALL 2 TON XR15 SEER SINGLE SPEED RUNTRU HEAT PUMP SYSTEM INCLUDING\CR\CRFeatures & Benefits\CR*Variable Speed Compressor \CR*Variable Speed Indoor Fan \CR*I | 2 Ton XR15 RunTru SHP | Non Inventory |  | 12818.85 | Items 2025-12-31 (2).csv
Sales:Trane:Split Gas A/C | INSTALL 2 TON XR15 TRANE A/C WITH GAS FURNACE COMPLETE \CR\CRFeatures & Benefits\CR*Variable Speed Compressor \CR*Variable Speed Indoor Fan \CR*Increased De-hum | 2 Ton XR15 SGA | Non Inventory |  | 14655 | Items 2025-12-31 (2).csv
Sales:Trane:Split Heat Pump | INSTALL 2 TON XR15 SEER SINGLE SPEED TRANE HEAT PUMP SYSTEM INCLUDING\CR\CRFeatures & Benefits\CR*Variable Speed Compressor \CR*Variable Speed Indoor Fan \CR*In | 2 Ton XR15 SHP | Non Inventory |  | 15733 | Items 2025-12-31 (2).csv
Sales:Trane:Split Heat Pump | INSTALL 2 TON XR16 SEER DUAL STAGE TRANE HEAT PUMP SYSTEM INCLUDING\CR\CRFeatures & Benefits\CR*Dual Speed Compressor \CR*Variable Speed Indoor Fan \CR*Increase | 2 Ton XR16 SHP | Non Inventory |  | 16480 | Items 2025-12-31 (2).csv
Sales:Trane:Split Heat Pump | INSTALL 2 TON XV17 SEER TRANE HEAT PUMP SYSTEM INCLUDING\CR \CRFeatures & Benefits\CR*Dual Speed Compressor \CR*Variable Speed Indoor Fan \CR*Increased De-humid | 2 Ton XV17 SHP | Inventory |  | 17436 | Items 2025-12-31 (2).csv
Sales:Trane:Split Heat Pump | INSTALL 2 TON XV18 SEER VARIABLE SPEED TRANE HEAT PUMP SYSTEM INCLUDING\CR\CRFeatures & Benefits\CR*Variable Speed Compressor \CR*Variable Speed Indoor Fan \CR* | 2 Ton XV18 SHP | Non Inventory |  | 19670 | Items 2025-12-31 (2).csv
Sales:Trane:Split Heat Pump | INSTALL 2 TON XV20 TRANE HEAT PUMP SYSTEM COMPLETE\CR\CRFeatures & Benefits\CR*Variable Speed Compressor \CR*Variable Speed Indoor Fan \CR*Increased De-humidifi | 2 Ton XV20 SHP | Non Inventory |  | 21412 | Items 2025-12-31 (2).csv
Sales:Carrier - Turn to the experts:Carrier Split Heat Pump | INSTALL 2.5 TON PERFORMANCE 16 SEER CARRIER HEAT PUMP\CRSYSTEM COMPLETE INCLUDING\CRFeatures & Benefits\CR*Single Speed Compressor\CR*Increased Humidity Remo | 2.5 Ton PE 16 SHP | Inventory |  | 8562 | Items 2025-12-31 (2).csv
Sales:Trane:Dual Fuel Package | INSTALL 2.5 TON XL14C SEER SINGLE SPEED TRANE DUAL FUEL SYSTEM INCLUDING\CR\CRFeatures & Benefits\CR*Single Speed Compressor \CR*Variable Speed Indoor Fan \CR*I | 2.5 Ton XL14C DF | Non Inventory |  | 0 | Items 2025-12-31 (2).csv
Sales:Trane:Gas Package | INSTALL 2.5 TON XL15C SEER SINGLE SPEED TRANE GAS PACKAGE SYSTEM INCLUDING\CR\CRFeatures & Benefits\CR*Dual Speed Compressor \CR*Variable Speed Indoor Fan \CR* | 2.5 Ton XL15C GP | Non Inventory |  | 8603 | Items 2025-12-31 (2).csv
Sales:Trane:Packaged Heat Pump | INSTALL 2.5 TON XL15C SEER SINGLE SPEED TRANE HEAT PUMP PACKAGE SYSTEM INCLUDING\CR\CRFeatures & Benefits\CR*Single Speed Compressor \CR*Variable Speed Indoor | 2.5 Ton XL15C PHP | Non Inventory |  | 8486 | Items 2025-12-31 (2).csv
Sales:Run Tru:RunTru Split Gas A/C | INSTALL 2.5 TON 14 SEER A/C SPLIT SYSTEM WITH GAS FURNACE COMPLETE\CR\CRFeatures & Benefits\CR\CR*Single Stage Compressor\CR\CR*2 Speed Indoor Fan | 2.5 Ton XR14 RunTru SGA | Non Inventory |  | 11709 | Items 2025-12-31 (2).csv
Sales:Run Tru:RunTru Split Heat Pump | INSTALL 2.5 TON XR14 SEER SINGLE SPEED RUNTRU HEAT PUMP SYSTEM INCLUDING\CR\CRFeatures & Benefits\CR*Single Speed Compressor \CR*2 Speed Indoor Fan \CR*Reliable | 2.5 Ton XR14 RunTru SHP | Non Inventory |  | 11966.59 | Items 2025-12-31 (2).csv
Sales:Trane:Split Gas A/C | INSTALL 2.5 TON XR14 TRANE A/C WITH GAS FURNACE COMPLETE \CR\CRFeatures & Benefits\CR*Single Speed Compressor \CR*2 Speed Indoor Fan \CR*Reliable Comfort | 2.5 Ton XR14 SGA | Non Inventory |  | 13115 | Items 2025-12-31 (2).csv
Sales:Trane:Split Heat Pump | INSTALL 2.5 TON XR14 SEER SINGLE SPEED TRANE HEAT PUMP SYSTEM INCLUDING\CR\CRFeatures & Benefits\CR*Single Speed Compressor \CR*2 Speed Indoor Fan \CR*Reliable | 2.5 Ton XR14 SHP | Non Inventory |  | 13646 | Items 2025-12-31 (2).csv
Sales:Trane:Gas Package | INSTALL 2.5 TON XR14C SEER SINGLE SPEED TRANE GAS PACKAGE SYSTEM INCLUDING\CR\CRFeatures & Benefits\CR*Single Speed Compressor \CR*2 Speed Indoor Fan \CR*Reli | 2.5 Ton XR14C GP | Non Inventory |  | 13656 | Items 2025-12-31 (2).csv
Sales:Trane:Packaged Heat Pump | INSTALL 2.5 TON XR14C SEER SINGLE SPEED TRANE HEAT PUMP PACKAGE SYSTEM INCLUDING\CR\CRFeatures & Benefits\CR*Single Speed Compressor \CR*2 Speed Indoor Fan \CR* | 2.5 Ton XR14C PHP | Non Inventory |  | 13815 | Items 2025-12-31 (2).csv
Sales:Run Tru:RunTru Split Gas A/C | INSTALL 2.5 TON 15 SEER A/C SPLIT SYSTEM WITH GAS FURNACE COMPLETE\CR\CRFeatures & Benefits\CR\CR*Single Stage Compressor\CR\CR*2 Speed Indoor Fan | 2.5 Ton XR15 RunTru SGA | Non Inventory |  | 12272 | Items 2025-12-31 (2).csv
Sales:Carrier - Turn to the experts:Carrier Split Heat Pump | INSTALL 3 TON COMFORT\CRSERIES 15 SEER CARRIER HEAT\CRPUMP SYSTEM COMPLETE\CRINCLUDING\CRFeatures & Benefits\CR*Single Speed Compressor\CR*Increased Humidity Remo | 3 Ton CO 15 SHP | Inventory |  | 13118.93 | Items 2025-12-31 (2).csv
Sales:Concord:Concord Split Heat Pump | INSTALL 3 TON LYNX 18 VARIABLE SPEED CONCORD HEAT PUMP SYSTEM INCLUDING\CRFeatures & Benefits\CR*Variable Speed Compressor\CR*Variable Speed Indoor Fan\CR*Inc | 3 Ton Concord Lynx 18 SHP | Non Inventory |  | 13208.15 | Items 2025-12-31 (2).csv
Sales:Carrier - Turn to the experts:Carrier Split Gas A/C | INSTALL 3 TON INFINITY 17 SEER CARRIER A/C GAS FURNACE\CRSYSTEM COMPLETE INCLUDING\CRFeatures & Benefits\CR*Variable Speed Compressor\CR*Increased Humidity Re | 3 Ton IN 17 SGA | Non Inventory |  | 10684 | Items 2025-12-31 (2).csv
Sales:Carrier - Turn to the experts:Carrier Split Heat Pump | INSTALL 3 TON INFINITY 18 SEER 5\CRSTAGE CARRIER HEAT PUMP\CRSYSTEM COMPLETE INCLUDING\CRFeatures & Benefits\CR*5 Stage Compressor Variable Speed\CRIndoor Fan\CR* | 3 Ton IN 18 SHP | Inventory |  | 22991.54 | Items 2025-12-31 (2).csv
Sales:Carrier - Turn to the experts:Carrier Split Gas A/C | INSTALL 3 TON INFINITY 19 SEER CARRIER A/C GAS FURNACE\CRSYSTEM COMPLETE INCLUDING\CRFeatures & Benefits\CR*Variable Speed Compressor\CR*Increased Humidity Re | 3 Ton IN 19 SGA | Non Inventory |  | 12266 | Items 2025-12-31 (2).csv
Sales:Carrier - Turn to the experts:Carrier Split Heat Pump | INSTALL 3 TON INFINITY 24 SEER CARRIER HEAT PUMP\CRSYSTEM COMPLETE INCLUDING\CRFeatures & Benefits\CR*Variable Speed Compressor\CR*Increased Humidity Removal | 3 Ton IN 24 SHP | Inventory |  | 25320.59 | Items 2025-12-31 (2).csv
Sales:Carrier - Turn to the experts:Carrier Split Gas A/C | INSTALL 3 TON INFINITY 26 SEER CARRIER GAS FURNACE\CRSYSTEM COMPLETE INCLUDING\CRFeatures & Benefits\CR*Variable Speed Compressor\CR*Increased Humidity Remov | 3 Ton IN 26 SGA | Inventory |  | 14006 | Items 2025-12-31 (2).csv
Sales:Carrier - Turn to the experts:Carrier Split Heat Pump | INSTALL 3 TON PERFORMANCE 16 SEER CARRIER HEAT PUMP\CRSYSTEM COMPLETE INCLUDING\CRFeatures & Benefits\CR*Single Speed Compressor\CR*Increased Humidity Remova | 3 Ton PE 17 SHP | Inventory |  | 18035.28 | Items 2025-12-31 (2).csv
Sales:Trane:Dual Fuel Package | INSTALL 3 TON XL14C SEER SINGLE SPEED TRANE DUAL FUEL SYSTEM INCLUDING\CR\CRFeatures & Benefits\CR*Single Speed Compressor \CR*Variable Speed Indoor Fan \CR*Inc | 3 Ton XL14C DF | Non Inventory |  | 16254.71 | Items 2025-12-31 (2).csv
Sales:Trane:Dual Fuel Package | INSTALL 3 TON XL15C SEER TRANE DUAL FUEL SYSTEM INCLUDING\CR\CRFeatures & Benefits\CR*Dual Speed Compressor \CR*Variable Speed Indoor Fan \CR*Increased De-humi | 3 Ton XL15C DF | Non Inventory |  | 18473.4 | Items 2025-12-31 (2).csv
Sales:Trane:Gas Package | INSTALL 3 TON XL15C SEER SINGLE SPEED TRANE GAS PACKAGE SYSTEM INCLUDING\CR\CRFeatures & Benefits\CR*Dual Speed Compressor \CR*Variable Speed Indoor Fan \CR*In | 3 Ton XL15C GP | Non Inventory |  | 15008 | Items 2025-12-31 (2).csv
Sales:Trane:Packaged Heat Pump | INSTALL 3 TON XL15C SEER SINGLE SPEED TRANE HEAT PUMP PACKAGE SYSTEM INCLUDING\CR\CRFeatures & Benefits\CR*Variable Speed Compressor \CR*Variable Speed Indoor | 3 Ton XL15C PHP | Non Inventory |  | 15726 | Items 2025-12-31 (2).csv
Sales:Run Tru:RunTru Split Gas A/C | INSTALL 3 TON 14 SEER A/C SPLIT SYSTEM WITH GAS FURNACE COMPLETE\CR\CRFeatures & Benefits\CR\CR*Single Stage Compressor\CR\CR*2 Speed Indoor Fan | 3 Ton XR14 RunTru SGA | Non Inventory |  | 11991 | Items 2025-12-31 (2).csv
Sales:Run Tru:RunTru Split Heat Pump | NSTALL 3 TON XR14 SEER SINGLE-SPEED RUNTRU HEAT PUMP SYSTEM INCLUDING\CR\CRFeatures & Benefits\CR*Single Speed Compressor \CR*2 Speed Indoor Fan \CR*Reliable Co | 3 Ton XR14 RunTru SHP | Non Inventory |  | 11957.2 | Items 2025-12-31 (2).csv
Sales:Trane:Split Gas A/C | INSTALL 3 TON XR14 TRANE A/C WITH GAS FURNACE COMPLETE \CR\CRFeatures & Benefits\CR*Single Speed Compressor \CR*2 Speed Indoor Fan \CR*Reliable Comfort | 3 Ton XR14 SGA | Non Inventory |  | 13271 | Items 2025-12-31 (2).csv
Sales:Trane:Split Heat Pump | INSTALL 3 TON XR14 SEER SINGLE SPEED TRANE HEAT PUMP SYSTEM INCLUDING\CR\CRFeatures & Benefits\CR*Single Speed Compressor \CR*2 Speed Indoor Fan \CR*Reliable Co | 3 Ton XR14 SHP | Non Inventory |  | 13881 | Items 2025-12-31 (2).csv
Sales:Trane:Gas Package | INSTALL 3 TON XR14C SEER SINGLE SPEED TRANE GAS PACKAGE SYSTEM INCLUDING\CR\CRFeatures & Benefits\CR*Single Speed Compressor \CR*2 Speed Indoor Fan \CR*Reliab | 3 Ton XR14C GP | Non Inventory |  | 13881 | Items 2025-12-31 (2).csv
Sales:Trane:Packaged Heat Pump | INSTALL 3 TON XR14C SEER SINGLE SPEED TRANE HEAT PUMP PACKAGE SYSTEM INCLUDING\CR\CRFeatures & Benefits\CR*Single Speed Compressor \CR*2 Speed Indoor Fan \CR*Re | 3 Ton XR14C PHP | Non Inventory |  | 14602 | Items 2025-12-31 (2).csv
Sales:Run Tru:RunTru Split Gas A/C | INSTALL 3 TON 15 SEER A/C SPLIT SYSTEM WITH GAS FURNACE COMPLETE\CR\CRFeatures & Benefits\CR\CR*Single Stage Compressor\CR\CR*2 Speed Indoor Fan | 3 Ton XR15 RunTru SGA | Non Inventory |  | 12502 | Items 2025-12-31 (2).csv
Sales:Run Tru:RunTru Split Heat Pump | INSTALL3 TON XR15 SEER SINGLE-SPEED RUNTRU HEAT PUMP SYSTEM INCLUDING\CR\CRFeatures & Benefits\CR*Variable Speed Compressor \CR*Variable Speed Indoor Fan \CR*In | 3 Ton XR15 RunTru SHP | Non Inventory |  | 12955.02 | Items 2025-12-31 (2).csv
Sales:Trane:Split Gas A/C | INSTALL 3 TON XR16 TRANE A/C WITH GAS FURNACE COMPLETE \CR\CRFeatures & Benefits\CR*Single Speed Compressor \CR*Variable Speed Indoor Fan \CR*Increased De-humid | 3 Ton XR16 SGA | Non Inventory |  | 16907 | Items 2025-12-31 (2).csv
Sales:Trane:Split Heat Pump | INSTALL 3 TON XR16 SEER DUAL STAGE TRANE HEAT PUMP SYSTEM INCLUDING\CR\CRFeatures & Benefits\CR*Dual Stage Compressor \CR*Variable Speed Indoor Fan \CR*Increase | 3 Ton XR16 SHP | Inventory |  | 17985 | Items 2025-12-31 (2).csv
Sales:Trane:Split Gas A/C | INSTALL 3 TON XR17 TRANE A/C WITH GAS FURNACE COMPLETE \CR\CRFeatures & Benefits\CR*Dual Speed Compressor \CR*Variable Speed Indoor Fan \CR*Increased De-humidif | 3 Ton XV17 SGA | Non Inventory |  | 16933 | Items 2025-12-31 (2).csv
Sales:Trane:Split Heat Pump | INSTALL 3 TON XR17 SEER DUAL SPEED TRANE HEAT PUMP SYSTEM INCLUDING\CR\CRFeatures & Benefits\CR*Dual Speed Compressor \CR*Variable Speed Indoor Fan \CR*Increase | 3 Ton XV17 SHP | Non Inventory |  | 18531.41 | Items 2025-12-31 (2).csv
Sales:Trane:Split Gas A/C | INSTALL 3 TON XV18 TRANE A/C WITH GAS FURNACE COMPLETE \CR \CRFeatures & Benefits\CR*Variable Speed Compressor \CR*Variable Speed Indoor Fan \CR*Increased De-hu | 3 Ton XV18 SGA | Non Inventory |  | 21441 | Items 2025-12-31 (2).csv
Sales:Trane:Split Heat Pump | INSTALL 3 TON XV18 SEER VARIABLE SPEED TRANE HEAT PUMP SYSTEM INCLUDING\CR\CRFeatures & Benefits\CR*Variable Speed Compressor \CR*Variable Speed Indoor Fan \CR* | 3 Ton XV18 SHP | Non Inventory |  | 21208 | Items 2025-12-31 (2).csv
Sales:Trane:Split Gas A/C | INSTALL 3 TON XV20 TRANE A/C WITH GAS FURNACE COMPLETE \CR\CRFeatures & Benefits\CR*Variable Speed Compressor \CR*Variable Speed Indoor Fan \CR*Increased De-hum | 3 Ton XV20 SGA | Non Inventory |  | 25035 | Items 2025-12-31 (2).csv
Sales:Trane:Split Heat Pump | INSTALL 3 TON XV20 TRANE HEAT PUMP SYSTEM COMPLETE\CR\CRFeatures & Benefits\CR*Variable Speed Compressor \CR*Variable Speed Indoor Fan \CR*Increased De-humidifi | 3 Ton XV20 SHP | Non Inventory |  | 22903 | Items 2025-12-31 (2).csv
Sales:Carrier - Turn to the experts:Carrier Split Heat Pump | INSTALL 3.5 TON PERFORMANCE 16 SEER CARRIER HEAT PUMP\CRSYSTEM COMPLETE INCLUDING\CRFeatures & Benefits\CR*Single Speed Compressor\CR*Increased Humidity Remo | 3.5 Ton PE 16 SHP | Inventory |  | 11251 | Items 2025-12-31 (2).csv
Sales:Trane:Dual Fuel Package | INSTALL 3.5 TON XL14C SEER SINGLE SPEED TRANE DUAL FUEL SYSTEM INCLUDING\CR\CRFeatures & Benefits\CR*Single Speed Compressor \CR*Variable Speed Indoor Fan \CR*I | 3.5 Ton XL14C DF | Non Inventory |  | 11510 | Items 2025-12-31 (2).csv
Sales:Run Tru:RunTru Split Gas A/C | INSTALL 3.5 TON 14 SEER A/C SPLIT SYSTEM WITH GAS FURNACE COMPLETE\CR\CRFeatures & Benefits\CR\CR*Single Stage Compressor\CR\CR*2 Speed Indoor Fan | 3.5 Ton XR14 RunTru SGA | Non Inventory |  | 12441 | Items 2025-12-31 (2).csv
Sales:Run Tru:RunTru Split Heat Pump | INSTALL 3.5 TON XR14 SEER SINGLE SPEED RUNTRU HEAT PUMP SYSTEM INCLUDING\CR\CRFeatures & Benefits\CR*Single Speed Compressor \CR*2 Speed Indoor Fan \CR*Reliable | 3.5 Ton XR14 RunTru SHP | Non Inventory |  | 12426.76 | Items 2025-12-31 (2).csv
Sales:Trane:Split Gas A/C | INSTALL 3.5 TON XR14 TRANE A/C WITH GAS FURNACE COMPLETE \CR\CRFeatures & Benefits\CR*Single Speed Compressor \CR*2 Speed Indoor Fan \CR*Reliable Comfort | 3.5 Ton XR14 SGA | Non Inventory |  | 13815 | Items 2025-12-31 (2).csv
Sales:Trane:Split Heat Pump | INSTALL 3.5 TON XR14 SEER SINGLE SPEED TRANE HEAT PUMP SYSTEM INCLUDING\CR\CRFeatures & Benefits\CR*Single Speed Compressor \CR*2 Speed Indoor Fan \CR*Reliable | 3.5 Ton XR14 SHP | Non Inventory |  | 14395 | Items 2025-12-31 (2).csv
Sales:Trane:Gas Package | INSTALL 3.5 TON XR14C SEER SINGLE SPEED TRANE GAS PACKAGE SYSTEM INCLUDING\CR\CRFeatures & Benefits\CR*Single Speed Compressor \CR*2 Speed Indoor Fan \CR*Reli | 3.5 Ton XR14C GP | Non Inventory |  | 15546 | Items 2025-12-31 (2).csv
Sales:Trane:Packaged Heat Pump | INSTALL 3.5 TON XR14C SEER SINGLE SPEED TRANE HEAT PUMP PACKAGE SYSTEM INCLUDING\CR\CRFeatures & Benefits\CR*Single Speed Compressor \CR*2 Speed Indoor Fan \CR* | 3.5 Ton XR14C PHP | Non Inventory |  | 14648 | Items 2025-12-31 (2).csv
Sales:Carrier - Turn to the experts:Carrier Split Gas A/C | INSTALL 3.5 TON XR15 A/C WITH GAS FURNACE COMPLETE \CR\CRFeatures & Benefits\CR*Variable Speed Compressor \CR*Variable Speed Indoor Fan \CR*Increased De-humidif | 3.5 TON XR15 A/C | Non Inventory |  | 0 | Items 2025-12-31 (2).csv
Sales:Run Tru:RunTru Split Gas A/C | INSTALL 3.5 TON 15 SEER A/C SPLIT SYSTEM WITH GAS FURNACE COMPLETE\CR\CRFeatures & Benefits\CR\CR*Single Stage Compressor\CR\CR*2 Speed Indoor Fan | 3.5 Ton XR15 RunTru SGA | Non Inventory |  | 13143 | Items 2025-12-31 (2).csv
Sales:Run Tru:RunTru Split Heat Pump | INSTALL 3.5 TON XR15 SEER SINGLE-SPEED RUNTRU HEAT PUMP SYSTEM INCLUDING\CR\CRFeatures & Benefits\CR*Variable Speed Compressor \CR*Variable Speed Indoor Fan \CR | 3.5 Ton XR15 RunTru SHP | Non Inventory |  | 14053.8 | Items 2025-12-31 (2).csv
Sales:Run Tru:RunTru Split Heat Pump | INSTALL 4 TON XR14 SEER SINGLE SPEED RUNTRU HEAT PUMP SYSTEM INCLUDING\CR\CRFeatures & Benefits\CR*Single Speed Compressor \CR*2 Speed Indoor Fan \CR*Reliable C | 4 Ton XR14 RunTru SHP | Non Inventory |  | 12877.54 | Items 2025-12-31 (2).csv
Sales:Carrier - Turn to the experts:Carrier Split Gas A/C | INSTALL 4 TON 14 SEER COMFORT SINGLE SPEED CARRIER SPLIT GAS A/C SYSTEM COMPLETE INCLUDING \CR\CRFeatures & Benefits \CR*Single Speed Compressor \CR*2 Speed I | 4 Ton 14 SEER SGA | Non Inventory |  | 8048 | Items 2025-12-31 (2).csv
Sales:Carrier - Turn to the experts:Carrier Split Gas A/C | INSTALL 4 TON 16 SEER INFINITY SINGLE SPEED CARRIER SPLIT GAS A/C SYSTEM COMPLETE INCLUDING \CR\CRFeatures & Benefits \CR*Single Speed Compressor\CR*Variable | 4 Ton 16 SEER SGA | Non Inventory |  | 11180 | Items 2025-12-31 (2).csv
Sales:Carrier - Turn to the experts:Carrier Split Gas A/C | INSTALL 4 TON 19 SEER INFINITY 5 SPEED CARRIER SPLIT GAS A/C SYSTEM COMPLETE INCLUDING \CR\CRFeatures & Benefits \CR*5 Speed Compressor \CR*Variable Speed Blo | 4 Ton 19 SEER SGA | Non Inventory |  | 13664 | Items 2025-12-31 (2).csv
Sales:Carrier - Turn to the experts:Carrier Split Gas A/C | INSTALL 4 TON 26 SEER VARIABLE GREEN SPEED CARRIER SPLIT GAS A/C SYSTEM COMPLETE INCLUDING \CR\CRFeatures & Benefits \CR*Variable Speed Compressor \CR*Variabl | 4 Ton 26 SEER SGA | Non Inventory |  | 15824 | Items 2025-12-31 (2).csv
Sales:Carrier - Turn to the experts:Carrier Split Heat Pump | INSTALL 4 TON COMFORT\CRSERIES 15 SEER CARRIER HEAT\CRPUMP SYSTEM COMPLETE\CRINCLUDING\CRFeatures & Benefits\CR*Single Speed Compressor\CR*Increased Humidity Remo | 4 Ton CO 15 SHP | Inventory |  | 14539.37 | Items 2025-12-31 (2).csv
Sales:Concord:Concord Split Heat Pump | INSTALL 4 TON LYNX 18 VARIABLE SPEED CONCORD HEAT PUMP SYSTEM INCLUDING\CRFeatures & Benefits\CR*Variable Speed Compressor\CR*Variable Speed Indoor Fan\CR*Inc | 4 Ton Concord Lynx 18 SHP | Non Inventory |  | 15764.93 | Items 2025-12-31 (2).csv
Sales:Carrier - Turn to the experts:Carrier Split Heat Pump | INSTALL 4 TON INFINITY 16 SEER CARRIER 2 STAGE HEAT PUMP\CRSYSTEM COMPLETE INCLUDING\CRFeatures & Benefits\CR*2 Speed Compressor\CR*Increased Humidity Removal | 4 Ton IN 16 SHP | Inventory |  | 17574 | Items 2025-12-31 (2).csv
Sales:Carrier - Turn to the experts:Carrier Split Heat Pump | INSTALL 4 TON INFINITY 18 SEER 5\CRSTAGE CARRIER HEAT PUMP\CRSYSTEM COMPLETE INCLUDING\CRFeatures & Benefits\CR*5 Stage Compressor Variable Speed\CRIndoor Fan\CR* | 4 Ton IN 18 SHP | Inventory |  | 27846.85 | Items 2025-12-31 (2).csv
Sales:Carrier - Turn to the experts:Carrier Split Heat Pump | INSTALL 4 TON INFINITY 24 SEER CARRIER HEAT PUMP\CRSYSTEM COMPLETE INCLUDING\CRFeatures & Benefits\CR*Variable Speed Compressor\CR*Increased Humidity Removal | 4 Ton IN 24 SHP | Inventory |  | 27133.11 | Items 2025-12-31 (2).csv
Sales:Carrier - Turn to the experts:Carrier Split Heat Pump | INSTALL 4 TON PERFORMANCE 17 SEER CARRIER HEAT PUMP\CRSYSTEM COMPLETE INCLUDING\CRFeatures & Benefits\CR*Single Speed Compressor\CR*Increased Humidity Remova | 4 Ton PE 17 SHP | Non Inventory |  | 20481.72 | Items 2025-12-31 (2).csv
Sales:Trane:Dual Fuel Package | INSTALL 4 TON XL14C SEER SINGLE SPEED TRANE DUAL FUEL SYSTEM INCLUDING\CR\CRFeatures & Benefits\CR*Single Speed Compressor \CR*Variable Speed Indoor Fan \CR*Inc | 4 Ton XL14C DF | Non Inventory |  | 12185 | Items 2025-12-31 (2).csv
Sales:Trane:Gas Package | INSTALL 4 TON XL15C SEER SINGLE SPEED TRANE GAS PACKAGE SYSTEM INCLUDING\CR\CRFeatures & Benefits\CR*Dual Speed Compressor \CR*Variable Speed Indoor Fan \CR*In | 4 Ton XL15C GP | Non Inventory |  | 15912 | Items 2025-12-31 (2).csv
Sales:Trane:Packaged Heat Pump | INSTALL 4 TON XL15C SEER SINGLE SPEED TRANE HEAT PUMP PACKAGE SYSTEM INCLUDING\CR\CRFeatures & Benefits\CR*Single Speed Compressor \CR*Variable Speed Indoor F | 4 Ton XL15C PHP | Non Inventory |  | 16663 | Items 2025-12-31 (2).csv
Sales:Trane:Dual Fuel Package | INSTALL 4 TON XL16C SEER DUAL SPEED TRANE DUAL FUEL SYSTEM INCLUDING\CR\CRFeatures & Benefits\CR*Dual Speed Compressor \CR*Variable Speed Indoor Fan \CR*Increas | 4 Ton XL16C DF | Non Inventory |  | 15483 | Items 2025-12-31 (2).csv
Sales:Carrier - Turn to the experts:Carrier Split Gas A/C | INSTALL 4 TON XL17 TRANE A/C WITH GAS FURNACE COMPLETE \CR\CRFeatures & Benefits\CR*Single Speed Compressor \CR*Variable Speed Indoor Fan \CR*Increased De-humid | 4 Ton XL17 SGA | Non Inventory |  | 19215 | Items 2025-12-31 (2).csv
Sales:Run Tru:RunTru Split Gas A/C | INSTALL 4 TON 14 SEER A/C SPLIT SYSTEM WITH GAS FURNACE COMPLETE\CR\CRFeatures & Benefits\CR\CR*Single Stage Compressor\CR\CR*2 Speed Indoor Fan | 4 Ton XR14 RunTru SGA | Non Inventory |  | 12735 | Items 2025-12-31 (2).csv
Sales:Trane:Split Gas A/C | INSTALL 4 TON XR14 TRANE A/C WITH GAS FURNACE COMPLETE \CR\CRFeatures & Benefits\CR*Single Speed Compressor \CR*2 Speed Indoor Fan \CR*Reliable Comfort | 4 Ton XR14 SGA | Non Inventory |  | 14171 | Items 2025-12-31 (2).csv
Sales:Trane:Split Heat Pump | INSTALL 4 TON XR14 SEER SINGLE SPEED TRANE HEAT PUMP SYSTEM INCLUDING\CR\CRFeatures & Benefits\CR*Single Speed Compressor \CR*2 Speed Indoor Fan \CR*Reliable Co | 4 Ton XR14 SHP | Non Inventory |  | 14789 | Items 2025-12-31 (2).csv
Sales:Trane:Gas Package | INSTALL 4 TON XR14C SEER SINGLE SPEED TRANE GAS PACKAGE SYSTEM INCLUDING\CR\CRFeatures & Benefits\CR*Single Speed Compressor \CR*2 Speed Indoor Fan \CR*Reliab | 4 Ton XR14C GP | Non Inventory |  | 14560 | Items 2025-12-31 (2).csv
Sales:Trane:Packaged Heat Pump | INSTALL 4 TON XR14C SEER SINGLE SPEED TRANE HEAT PUMP PACKAGE SYSTEM INCLUDING\CR\CRFeatures & Benefits\CR*Single Speed Compressor \CR*2 Speed Indoor Fan \CR*Re | 4 Ton XR14C PHP | Non Inventory |  | 15311 | Items 2025-12-31 (2).csv
Sales:Run Tru:RunTru Split Gas A/C | INSTALL 4 TON 15 SEER A/C SPLIT SYSTEM WITH GAS FURNACE COMPLETE\CR\CRFeatures & Benefits\CR\CR*Single Stage Compressor\CR\CR*2 Speed Indoor Fan | 4 Ton XR15 RunTru SGA | Non Inventory |  | 13486 | Items 2025-12-31 (2).csv
Sales:Run Tru:RunTru Split Heat Pump | INSTALL 4 TON XR15 SEER SINGLE-SPEED RUNTRU HEAT PUMP SYSTEM INCLUDING\CR\CRFeatures & Benefits\CR*Variable Speed Compressor \CR*Variable Speed Indoor Fan \CR*I | 4 Ton XR15 RunTru SHP | Non Inventory |  | 14814.5 | Items 2025-12-31 (2).csv
Sales:Trane:Split Gas A/C | INSTALL 4 TON XR16 TRANE A/C WITH GAS FURNACE COMPLETE \CR\CRFeatures & Benefits\CR*Single Speed Compressor \CR*Variable Speed Indoor Fan \CR*Increased De-humid | 4 Ton XR16 SGA | Non Inventory |  | 17970 | Items 2025-12-31 (2).csv
Sales:Trane:Split Heat Pump | INSTALL 4 TON XR16 DUAL STAGE TRANE HEAT PUMP SYSTEM INCLUDING\CR\CRFeatures & Benefits\CR*Dual Speed Compressor \CR*Variable Speed Indoor Fan \CR*Increased De- | 4 Ton XR16 SHP | Non Inventory |  | 19668 | Items 2025-12-31 (2).csv
Sales:Trane:Split Heat Pump | INSTALL 4 TON XR17 SEER DUAL SPEED TRANE HEAT PUMP SYSTEM INCLUDING\CR\CRFeatures & Benefits\CR*Dual Speed Compressor \CR*Variable Speed Indoor Fan \CR*Increase | 4 Ton XR17 SHP | Non Inventory |  | 13655 | Items 2025-12-31 (2).csv
| INSTALL 4 TON XV17 VARIABLE SPEED TRANE HEAT PUMP SPLIT SYSTEM INCLUDING\CR\CRFeatures & Benefits\CR\CRVariable Speed Compressor - 75\CRIncreased Comfort throug | 4 Ton XV17 SHP | Inventory |  | 0 | Items 2025-12-31 (2).csv
Sales:Trane:Split Gas A/C | INSTALL 4 TON XV18 TRANE A/C WITH GAS FURNACE COMPLETE \CR\CRFeatures & Benefits\CR*Variable Speed Compressor \CR*Variable Speed Indoor Fan \CR*Increased De-hum | 4 Ton XV18 SGA | Non Inventory |  | 22856 | Items 2025-12-31 (2).csv
Sales:Trane:Split Heat Pump | INSTALL 4 TON XV18 SEER VARIABLE SPEED TRANE HEAT PUMP SYSTEM INCLUDING\CR\CRFeatures & Benefits\CR*Variable Speed Compressor \CR*Variable Speed Indoor Fan \CR* | 4 Ton XV18 SHP | Inventory |  | 23129 | Items 2025-12-31 (2).csv
Sales:Trane:Split Gas A/C | INSTALL 4 TON XV20 TRANE A/C WITH GAS FURNACE COMPLETE \CR\CRFeatures & Benefits\CR*Variable Speed Compressor \CR*Variable Speed Indoor Fan \CR*Increased De-hum | 4 Ton XV20 SGA | Non Inventory |  | 26296 | Items 2025-12-31 (2).csv
Sales:Trane:Split Heat Pump | INSTALL 4 TON XV20 TRANE HEAT PUMP SYSTEM COMPLETE\CR\CRFeatures & Benefits\CR*Variable Speed Compressor \CR*Variable Speed Indoor Fan \CR*Increased De-humidifi | 4 Ton XV20 SHP | Non Inventory |  | 24587 | Items 2025-12-31 (2).csv
Sales:Carrier - Turn to the experts:Carrier Split Heat Pump | INSTALL 5 TON COMFORT\CRSERIES 15 SEER CARRIER HEAT\CRPUMP SYSTEM COMPLETE\CRINCLUDING\CRFeatures & Benefits\CR*Single Speed Compressor\CR*Increased Humidity Remo | 5 Ton CO 15 SHP | Inventory |  | 16983.46 | Items 2025-12-31 (2).csv
Sales:Concord:Concord Split Heat Pump | INSTALL 5 TON LYNX 18 VARIABLE SPEED CONCORD HEAT PUMP SYSTEM INCLUDING\CRFeatures & Benefits\CR*Variable Speed Compressor\CR*Variable Speed Indoor Fan\CR*Inc | 5 Ton Concord Lynx 18 SHP | Non Inventory |  | 15884.67 | Items 2025-12-31 (2).csv
Sales:Carrier - Turn to the experts:Carrier Split Heat Pump | INSTALL 5 TON INFINITY 18 SEER 5\CRSTAGE CARRIER HEAT PUMP\CRSYSTEM COMPLETE INCLUDING\CRFeatures & Benefits\CR*5 Stage Compressor Variable Speed\CRIndoor Fan\CR* | 5 Ton IN 18 SHP | Inventory |  | 21136 | Items 2025-12-31 (2).csv
Sales:Carrier - Turn to the experts:Carrier Split Heat Pump | INSTALL 5 TON INFINITY 24 SEER CARRIER HEAT PUMP\CRSYSTEM COMPLETE INCLUDING\CRFeatures & Benefits\CR*Variable Speed Compressor\CR*Increased Humidity Removal | 5 Ton IN 24 SHP | Inventory |  | 29431.63 | Items 2025-12-31 (2).csv
Sales:Carrier - Turn to the experts:Carrier Split Heat Pump | INSTALL 5 TON PERFORMANCE 17 SEER CARRIER HEAT PUMP\CRSYSTEM COMPLETE INCLUDING\CRFeatures & Benefits\CR*Single Speed Compressor\CR*Increased Humidity Remova | 5 Ton PE 17 SHP | Inventory |  | 22195.63 | Items 2025-12-31 (2).csv
Sales:Trane:Dual Fuel Package | INSTALL 5 TON XL14C SEER SINGLE SPEED TRANE DUAL FUEL SYSTEM INCLUDING\CR\CRFeatures & Benefits\CR*Single Speed Compressor \CR*Variable Speed Indoor Fan \CR*Inc | 5 Ton XL14C DF | Non Inventory |  | 13533 | Items 2025-12-31 (2).csv
Sales:Trane:Gas Package | INSTALL 5 TON XL15C SEER SINGLE SPEED TRANE GAS PACKAGE SYSTEM INCLUDING\CR\CRFeatures & Benefits\CR*Dual Speed Compressor \CR*Variable Speed Indoor Fan \CR*In | 5 Ton XL15C GP | Non Inventory |  | 16701 | Items 2025-12-31 (2).csv
Sales:Trane:Packaged Heat Pump | INSTALL 5 TON XL15C SEER SINGLE SPEED TRANE HEAT PUMP PACKAGE SYSTEM INCLUDING\CR\CRFeatures & Benefits\CR*Single Speed Compressor \CR*Variable Speed Indoor F | 5 Ton XL15C PHP | Non Inventory |  | 17828 | Items 2025-12-31 (2).csv
Sales:Carrier - Turn to the experts:Carrier Split Gas A/C | INSTALL 5 TON XL17 TRANE A/C WITH GAS FURNACE COMPLETE \CR\CRFeatures & Benefits\CR*Single Speed Compressor \CR*Variable Speed Indoor Fan \CR*Increased De-humid | 5 Ton XL17 SGA | Non Inventory |  | 20051 | Items 2025-12-31 (2).csv
Sales:Run Tru:RunTru Split Gas A/C | INSTALL 5 TON 14 SEER A/C SPLIT SYSTEM WITH GAS FURNACE COMPLETE\CR\CRFeatures & Benefits\CR\CR*Single Stage Compressor\CR\CR*2 Speed Indoor Fan | 5 Ton XR14 RunTru SGA | Non Inventory |  | 13411 | Items 2025-12-31 (2).csv
Sales:Run Tru:RunTru Split Heat Pump | INSTALL 5 TON XR14 SEER SINGLE SPEED TRANE HEAT PUMP SYSTEM INCLUDING\CR\CRFeatures & Benefits\CR*Single Speed Compressor \CR*2 Speed Indoor Fan \CR*Reliable Co | 5 Ton XR14 RunTru SHP | Non Inventory |  | 13779.11 | Items 2025-12-31 (2).csv
Sales:Trane:Split Gas A/C | INSTALL 5 TON XR14 TRANE A/C WITH GAS FURNACE COMPLETE \CR\CRFeatures & Benefits\CR*Single Speed Compressor \CR*2 Speed Indoor Fan \CR*Reliable Comfort | 5 Ton XR14 SGA | Non Inventory |  | 14698 | Items 2025-12-31 (2).csv
Sales:Trane:Split Heat Pump | INSTALL 5 TON XR14 SEER SINGLE SPEED TRANE HEAT PUMP SYSTEM INCLUDING\CR\CRFeatures & Benefits\CR*Single Speed Compressor \CR*2 Speed Indoor Fan \CR*Reliable Co | 5 Ton XR14 SHP | Non Inventory |  | 15914 | Items 2025-12-31 (2).csv
Sales:Trane:Gas Package | INSTALL 5 TON XR14C SEER SINGLE SPEED TRANE GAS PACKAGE SYSTEM INCLUDING\CR\CRFeatures & Benefits\CR*Single Speed Compressor \CR*2 Speed Indoor Fan \CR*Reliab | 5 Ton XR14C GP | Non Inventory |  | 15351 | Items 2025-12-31 (2).csv
Sales:Trane:Packaged Heat Pump | INSTALL 5 TON XR14C SEER SINGLE SPEED TRANE HEAT PUMP PACKAGE SYSTEM INCLUDING\CR\CRFeatures & Benefits\CR*Single Speed Compressor \CR*2 Speed Indoor Fan \CR*Re | 5 Ton XR14C PHP | Non Inventory |  | 16250 | Items 2025-12-31 (2).csv
Sales:Run Tru:RunTru Split Gas A/C | INSTALL 5 TON 15 SEER A/C SPLIT SYSTEM WITH GAS FURNACE COMPLETE\CR\CRFeatures & Benefits\CR\CR*Single Stage Compressor\CR\CR*2 Speed Indoor Fan\CR\CR$14,176.00\CR\CRINST | 5 Ton XR15 RunTru SGA | Non Inventory |  | 14176 | Items 2025-12-31 (2).csv
Sales:Run Tru:RunTru Split Heat Pump | INSTALL 5 TON XR15 SEER SINGLE-SPEED RUNTRU HEAT PUMP SYSTEM INCLUDING\CR\CRFeatures & Benefits\CR*Variable Speed Compressor \CR*Variable Speed Indoor Fan \CR*I | 5 Ton XR15 RunTru SHP | Non Inventory |  | 15443.72 | Items 2025-12-31 (2).csv
Sales:Trane:Split Gas A/C | INSTALL 5 TON XR16 TRANE A/C WITH GAS FURNACE COMPLETE \CR\CRFeatures & Benefits\CR*Single Speed Compressor \CR*Variable Speed Indoor Fan \CR*Increased De-humid | 5 Ton XR16 SGA | Non Inventory |  | 19374 | Items 2025-12-31 (2).csv
Sales:Trane:Split Heat Pump | INSTALL 5 TON XR16 SEER DUAL STAGE TRANE HEAT PUMP SYSTEM INCLUDING\CR\CRFeatures & Benefits\CR*Dual Speed Compressor \CR*Variable Speed Indoor Fan \CR*Increase | 5 Ton XR16 SHP | Non Inventory |  | 21227 | Items 2025-12-31 (2).csv
Sales:Trane:Split Heat Pump | INSTALL 5 TON XR17 SEER DUAL SPEED TRANE HEAT PUMP SYSTEM INCLUDING\CR\CRFeatures & Benefits\CR*Dual Speed Compressor \CR*Variable Speed Indoor Fan \CR*Increase | 5 Ton XR17 | Inventory |  | 16458 | Items 2025-12-31 (2).csv
Sales:Trane:Split Heat Pump | INSTALL 5 TON XV17 SEER DUAL-SPEED TRANE HEAT PUMP SYSTEM INCLUDING\CR\CRFeatures & Benefits\CR*Dual Speed Compressor \CR*Variable Speed Indoor Fan \CR*Increase | 5 Ton XV17 SHP | Non Inventory |  | 15447 | Items 2025-12-31 (2).csv
Sales:Trane:Split Gas A/C | INSTALL 5 TON XV18 TRANE A/C WITH GAS FURNACE COMPLETE \CR\CRFeatures & Benefits\CR*Variable Speed Compressor \CR*Variable Speed Indoor Fan \CR*Increased De-hum | 5 Ton XV18 SGA | Non Inventory |  | 23784 | Items 2025-12-31 (2).csv
Sales:Trane:Split Heat Pump | INSTALL 5 TON XV18 SEER VARIABLE SPEED TRANE HEAT PUMP SYSTEM INCLUDING\CR\CRFeatures & Benefits\CR*Variable Speed Compressor \CR*Variable Speed Indoor Fan \CR* | 5 Ton XV18 SHP | Non Inventory |  | 24786 | Items 2025-12-31 (2).csv
Sales:Trane:Split Gas A/C | INSTALL 5 TON XV20 TRANE A/C WITH GAS FURNACE COMPLETE \CR\CRFeatures & Benefits\CR*Variable Speed Compressor \CR*Variable Speed Indoor Fan \CR*Increased De-hum | 5 Ton XV20 SGA | Non Inventory |  | 26561 | Items 2025-12-31 (2).csv
Sales:Trane:Split Heat Pump | INSTALL 5 TON XV20 TRANE HEAT PUMP SYSTEM COMPLETE\CR\CRFeatures & Benefits\CR*Variable Speed Compressor \CR*Variable Speed Indoor Fan \CR*Increased De-humidifi | 5 Ton XV20 SHP | Non Inventory |  | 26904 | Items 2025-12-31 (2).csv
Sales:Carrier - Turn to the experts:Carrier Ductless Mini Split | Carrier High-Performance Heat Pump System Installation\CRWe propose the installation of a premium Carrier heat pump system designed to provide year-roun | "9,000 BTU Mini Split" | Non Inventory |  | 5230 | Items 2025-12-31 (2).csv
Maintenance | PERFORM HEATING TUNE-UP FOR 1) HEAT PUMP SYSTEM INCLUDING -1) MONITOR REFRIGERANT LEVELS -2) PERFORM INSPECTION OF COIL ON OUTDOOR UNIT AS NEEDED -3) | BNI Heat Pump Tune Up | Non Inventory |  | 99 | Items 2025-12-31 (2).csv
Service:Service Repairs:Compressor | INSTALL NEW COMPRESSOR COMPLETE INCLUDING\CRThis Installation Includes the Following:\CR* Reclaim refrigerant from the system\CR* Removal and disposal of | Compressor | Non Inventory |  | 3333.33 | Items 2025-12-31 (2).csv
Service:Service Repairs:Compressor | INSTALL NEW COMPRESSOR COMPLETE INCLUDING\CRThis Installation Includes the Following:\CR* Reclaim refrigerant from the system\CR* Removal and disposal of de | Compressor - 1100 | Non Inventory |  | 5434.49 | Items 2025-12-31 (2).csv
Service:Service Repairs:Compressor | INSTALL NEW COMPRESSOR COMPLETE INCLUDING\CRThis Installation Includes the Following:\CR* Reclaim refrigerant from the system\CR* Removal and disposal of de | Compressor - 1300 | Non Inventory |  | 5948.78 | Items 2025-12-31 (2).csv
Service:Service Repairs:Compressor | INSTALL NEW COMPRESSOR COMPLETE INCLUDING\CRThis Installation Includes the Following:\CR* Reclaim refrigerant from the system\CR* Removal and disposal of de | Compressor - 1500 | Non Inventory |  | 6463.06 | Items 2025-12-31 (2).csv
Service:Service Repairs:Compressor | INSTALL NEW COMPRESSOR COMPLETE INCLUDING\CRThis Installation Includes the Following:\CR* Reclaim refrigerant from the system\CR* Removal and disposal of de | Compressor - 1700 | Non Inventory |  | 7184.73 | Items 2025-12-31 (2).csv
Service:Service Repairs:Compressor | INSTALL NEW COMPRESSOR COMPLETE INCLUDING\CRThis Installation Includes the Following:\CR* Reclaim refrigerant from the system\CR* Removal and disposal of de | Compressor - 600 | Non Inventory |  | 3941.4 | Items 2025-12-31 (2).csv
Service:Service Repairs:Compressor | INSTALL NEW COMPRESSOR COMPLETE INCLUDING\CRThis Installation Includes the Following:\CR* Reclaim refrigerant from the system\CR* Removal and disposal of de | Compressor - 800 | Non Inventory |  | 4455.68 | Items 2025-12-31 (2).csv
Service:Service Repairs:Insurance : Lightning Repairs | INSTALL NEW COMPRESSOR IN (BRAND) UNIT THAT WAS DAMAGED BY POWER SURGE\CR\CR **EVACUATE AND REMOVE CONTAMINATED REFRIGERANT FROM SYSTEM ACCORDING TO EPA G | Compressor Power Surge Damage | Non Inventory |  | 4171.6 | Items 2025-12-31 (2).csv
Service:Service Repairs:Compressor | REPLACE COMPRESSOR TERMINAL(S) COMPLETE INCLUDING -1) REMOVAL & DISPOSAL OF DEFECTIVE TERMINALS -2) 1 YR. REPLACEMENT COVERAGE | Compressor Terminal | Non Inventory |  | 207.97 | Items 2025-12-31 (2).csv
Service:Service Repairs:Compressor | INSTALL COMPRESSOR TERMINAL KIT COMPLETE INCLUDING - 1) REMOVAL & DISPOSAL OF DEFECTIVE TERMINALS -2) 1 YR. REPLACEMENT COVERAGE | Compressor Terminal Kit | Non Inventory |  | 354.64 | Items 2025-12-31 (2).csv
Neighborhood Concierge | PERFORM CLEAN & CHECK COOLING TUNE-UP FOR 1) A/C SYSTEM INCLUDING -1) MONITOR REFRIGERANT LEVELS -2) PERFORM INSPECTION OF COILS AND CLEANING TO OUTDO | Concierge - Tune Up | Non Inventory |  | 200 | Items 2025-12-31 (2).csv
Service:Service Repairs:Capacitors | REPLACE RUN DEVICE COMPLETE INCLUDING -1) REMOVAL & DISPOSAL OF DEFECTIVE DEVICE -2) MONITOR REFRIGERANT LEVELS -3) MONITOR AMPERAGE OF COMPRESSOR | Dual Run Capacitor | Non Inventory |  | 338.96 | Items 2025-12-31 (2).csv
Sales | RunTru [A5HP4036A1000]\CR-A5HP4 Series\CR-single Stage\CR-Heat Pump\CR-10 yr limited parts warranty with registration\CR-10 yr limited compressor and coil warra | Essential 3 Ton SHP - Budget | Inventory |  | 8177 | Items 2025-12-31 (2).csv
Sales | Trane [5TWR4036A1000]\CR-14 Series\CR- Single Stage\CR- Split System Heat Pump\CR-10 yr parts warranty when registered\CR-10 yr compressor warranty when registe | Essential 3 Ton SHP - Good | Inventory |  | 10237 | Items 2025-12-31 (2).csv
| PERFORM INSPECTION ON SYSTEM INCLUDING -1) MONITOR REFRIGERANT LEVELS -2) PERFORM INSPECTION OF COIL ON OUTDOOR UNIT AS NEEDED -3) MONITOR AMPERAGE & | Inspection | Non Inventory |  | 169 | Items 2025-12-31 (2).csv
| REPLACE RUN DEVICE COMPLETE INCLUDING -1) REMOVAL & DISPOSAL OF DEFECTIVE DEVICE -2) MONITOR REFRIGERANT LEVELS -3) MONITOR AMPERAGE OF COMPRESSOR | Prevenative service | Non Inventory |  | 153.7 | Items 2025-12-31 (2).csv
| REPLACE RUN DEVICE COMPLETE INCLUDING -1) REMOVAL & DISPOSAL OF DEFECTIVE DEVICE -2) MONITOR REFRIGERANT LEVELS -3) MONITOR AMPERAGE OF COMPRESSOR | Prevenative service downstai... | Non Inventory |  | 153.7 | Items 2025-12-31 (2).csv
| REPLACE RUN DEVICE COMPLETE INCLUDING -1) REMOVAL & DISPOSAL OF DEFECTIVE DEVICE -2) MONITOR REFRIGERANT LEVELS -3) MONITOR AMPERAGE OF COMPRESSOR | Prevenative service upstairs... | Non Inventory |  | 153.7 | Items 2025-12-31 (2).csv
Sales | Install [ton] [Make] [type] System Including:\CR\CR- __ TON heat pump system with single-stage compressor and PSC blower motor\CR- Basic filtration and stan | Proposal Essential SHP | Inventory |  | 0 | Items 2025-12-31 (2).csv
Sales | Install [ton] [Make] [type] System Including:\CR\CR- High-efficiency __ TON heat pump with multi-stage compressor and ECM blower motor\CR- Standard filtrati | Proposal Premium SHP | Inventory |  | 0 | Items 2025-12-31 (2).csv
Sales | Install [ton] [Make] [type] System Including:\CR\CR- High-efficiency __ TON heat pump with inverter-driven compressor and variable-speed blower\CR- Advanced | Proposal Ultimate SHP | Inventory |  | 0 | Items 2025-12-31 (2).csv
Maintenance:Maintenance Program | PERFORM QUARTERLY HVAC INSPECTION FOR 1) A/C SYSTEM INCLUDING 1) MONITOR REFRIGERANT LEVELS 2) PERFORM INSPECTION OF COILS AND OUTDOOR UNIT 3)REPLACE | Quarterly Maintenance Plan OMF | Non Inventory |  | 156 | Items 2025-12-31 (2).csv
Service:Service Repairs:Capacitors | REPLACE RUN DEVICE COMPLETE INCLUDING -1) REMOVAL & DISPOSAL OF DEFECTIVE DEVICE -2) MONITOR REFRIGERANT LEVELS -3) MONITOR AMPERAGE OF COMPRESSOR | Single Run Capacitor | Non Inventory |  | 258.96 | Items 2025-12-31 (2).csv
Service:Service Repairs:Capacitors | REPLACE START DEVICE COMPLETE INCLUDING -1) REMOVAL & DISPOSAL OF DEFECTIVE DEVICE -2) MONITOR REFRIGERANT LEVELS -3) MONITOR AMPERAGE OF COMPRESSO | Start Capacitor | Non Inventory |  | 339.8 | Items 2025-12-31 (2).csv
Maintenance | PERFORM ONE TIME INSPECTION FOR 1) A/C SYSTEM INCLUDING -1) MONITOR REFRIGERANT LEVELS -2) PERFORM INSPECTION OF COILS AND CLEANING TO OUTDOOR UNIT AS | System Inspection | Non Inventory |  | 109 | Items 2025-12-31 (2).csv
Sales:Trane:Split Gas A/C | INSTALL 2 TON XR16 DUAL SPEED TRANE SPLIT GAS FURNACE A/C SYSTEM INCLUDING\CR\CRFeatures & Benefits\CRVariable Speed Compressor - 70% - 100%\CRVariable Speed | Trane 2 Ton XR16 SGA | Non Inventory |  | 15783 | Items 2025-12-31 (2).csv
Sales:Trane:Split Gas A/C | INSTALL 2 TON XV17 VARIABLE SPEED TRANE SPLIT GAS FURNACE A/C SYSTEM INCLUDING\CR\CRFeatures & Benefits\CRVariable Speed Compressor - 75\CRVariable Speed Indo | Trane 2 Ton XV17 SGA | Non Inventory |  | 17051 | Items 2025-12-31 (2).csv
Sales:Trane:Split Gas A/C | INSTALL 2 TON XV18 TRANE A/C WITH GAS FURNACE COMPLETE \CR\CRFeatures & Benefits\CR*Variable Speed Compressor - 750\CRVariable Speed Indoor Fan\CR80% 2 Stage Ga | Trane 2 Ton XV18 SGA | Non Inventory |  | 18408 | Items 2025-12-31 (2).csv
Sales:Trane:Split Gas A/C | INSTALL 2 TON XV20 VARIABLE SPEED TRANE SPLIT GAS FURNACE A/C SYSTEM INCLUDING\CR\CRFeatures & Benefits\CRVariable Speed Compressor - 750\CRVariable Speed Ind | Trane 2 Ton XV20 SGA | Non Inventory | 4TTV0X24A1000 | 20158 | Items 2025-12-31 (2).csv
Service:Service Repairs:Refrigeration Equipment / Coolers / Freezers / Milk Coolers | INSTALL MAIN COOLER RELAY COMPLETE INCLUDING -1) REMOVAL & DISPOSAL OF DEFECTIVE RELAY -2) MONITOR AMPERAGE OF COMPRESSOR AND FAN MOTOR -3) MONITOR PE | True OEM Relay | Non Inventory |  | 364.67 | Items 2025-12-31 (2).csv
Service:Service Repairs:Capacitors | REPLACE RUN DEVICE COMPLETE INCLUDING -1) REMOVAL & DISPOSAL OF DEFECTIVE DEVICE -2) MONITOR REFRIGERANT LEVELS -3) MONITOR AMPERAGE OF COMPRESSOR | Warranty Dual Run Capacitor | Non Inventory |  | 53.33 | Items 2025-12-31 (2).csv
Service:Service Repairs:Capacitors | REPLACE RUN DEVICE COMPLETE INCLUDING -1) REMOVAL & DISPOSAL OF DEFECTIVE DEVICE -2) MONITOR REFRIGERANT LEVELS -3) MONITOR AMPERAGE OF COMPRESSOR | Warranty Single Run Capacitor | Non Inventory |  | 33.33 | Items 2025-12-31 (2).csv
Service:Service Repairs:Capacitors | REPLACE START DEVICE COMPLETE INCLUDING -1) REMOVAL & DISPOSAL OF DEFECTIVE DEVICE -2) MONITOR REFRIGERANT LEVELS -3) MONITOR AMPERAGE OF COMPRESSO | Warranty Start Capacitor | Non Inventory |  | 240 | Items 2025-12-31 (2).csv
Service:Service Repairs:Circuit Boards | REPLACE COMPRESSOR CONTROL MODULE COMPLETE INCLUDING -1) REMOVAL & DISPOSAL OF DEFECTIVE MODULE -2) RUN TEST SYSTEM UPON COMPLETION TO ENSURE PROPER O | Water Furnace Comp Ctrl Module | Non Inventory |  | 464.67 | Items 2025-12-31 (2).csv
Sales:Trane:Packaged Heat Pump | Features & Benefits\CR*Variable Speed Compressor \CR*Variable Speed Indoor Fan \CR*Increased De-humidification | XV18 Heat Pump | Non Inventory |  | 0 | Items 2025-12-31 (2).csv
Service:Service Repairs:Gas Furnace Repairs:Valves | INSTALL NEW REFRIGERANT REGULATING VALVE COMPLETE INCLUDING\CRThis Installation Includes the Following:\CR* Reclaim refrigerant from the system\CR* Removal | TXV-100 | Non Inventory |  | 1498.73 | Items 2025-12-31.csv
Service:Service Repairs:Gas Furnace Repairs:Valves | INSTALL NEW REFRIGERANT REGULATING VALVE COMPLETE INCLUDING\CRThis Installation Includes the Following:\CR* Reclaim refrigerant from the system\CR* Removal | TXV-200 | Non Inventory |  | 1755.88 | Items 2025-12-31.csv
| INSTALL NEW REFRIGERANT REGULATING VALVE COMPLETE INCLUDING\CRThis Installation Includes the Following:\CR* Reclaim refrigerant from the system\CR* Removal | TXV-300 | Non Inventory |  | 2013.02 | Items 2025-12-31.csv
| INSTALL NEW REFRIGERANT REGULATING VALVE COMPLETE INCLUDING\CRThis Installation Includes the Following:\CR* Reclaim refrigerant from the system\CR* Removal | TXV-400 | Non Inventory |  | 2477.54 | Items 2025-12-31.csv
Service:Service Repairs:Compressor | INSTALL NEW COMPRESSOR COMPLETE INCLUDING\CRThis Installation Includes the Following:\CR* Reclaim refrigerant from the system\CR* Removal and disposal of de | Compressor - 1100 | Non Inventory |  | 5434.49 | Items_Compressor_only.csv
Service:Service Repairs:Compressor | INSTALL NEW COMPRESSOR COMPLETE INCLUDING\CRThis Installation Includes the Following:\CR* Reclaim refrigerant from the system\CR* Removal and disposal of de | Compressor - 1300 | Non Inventory |  | 5948.78 | Items_Compressor_only.csv
Service:Service Repairs:Compressor | INSTALL NEW COMPRESSOR COMPLETE INCLUDING\CRThis Installation Includes the Following:\CR* Reclaim refrigerant from the system\CR* Removal and disposal of de | Compressor - 1500 | Non Inventory |  | 6463.06 | Items_Compressor_only.csv
Service:Service Repairs:Compressor | INSTALL NEW COMPRESSOR COMPLETE INCLUDING\CRThis Installation Includes the Following:\CR* Reclaim refrigerant from the system\CR* Removal and disposal of de | Compressor - 1700 | Non Inventory |  | 7184.73 | Items_Compressor_only.csv
Service:Service Repairs:Compressor | INSTALL NEW COMPRESSOR COMPLETE INCLUDING\CRThis Installation Includes the Following:\CR* Reclaim refrigerant from the system\CR* Removal and disposal of de | Compressor - 600 | Non Inventory |  | 3941.4 | Items_Compressor_only.csv
Service:Service Repairs:Compressor | INSTALL NEW COMPRESSOR COMPLETE INCLUDING\CRThis Installation Includes the Following:\CR* Reclaim refrigerant from the system\CR* Removal and disposal of de | Compressor - 800 | Non Inventory |  | 4455.68 | Items_Compressor_only.csv

## Unique_By_Item_Name
Category | Description | Item Name | Item Type | Mfg Part # | Rate | __source_file
Service:Service Repairs:Gas Furnace Repairs:Motors | INSTALL NEW INDOOR BLOWER MOTOR COMPLETE INCLUDING\CRThis Installation Includes the Following:\CR\CR* Disconnect power and verify system safety prior to rep | Indoor Blower Motor - 1200 | Non Inventory |  | 3456.31 | Items 2025-12-31 (1).csv
Service:Service Repairs:Gas Furnace Repairs:Motors | INSTALL NEW INDOOR BLOWER MOTOR COMPLETE INCLUDING\CRThis Installation Includes the Following:\CR\CR* Disconnect power and verify system safety prior to rep | Indoor Blower Motor - 150 | Non Inventory |  | 860 | Items 2025-12-31 (1).csv
Service:Service Repairs:Gas Furnace Repairs:Motors | INSTALL NEW INDOOR BLOWER MOTOR COMPLETE INCLUDING\CRThis Installation Includes the Following:\CR\CR* Disconnect power and verify system safety prior to rep | Indoor Blower Motor - 1500 | Non Inventory |  | 4227.74 | Items 2025-12-31 (1).csv
Service:Service Repairs:Gas Furnace Repairs:Motors | INSTALL NEW INDOOR BLOWER MOTOR COMPLETE INCLUDING\CRThis Installation Includes the Following:\CR\CR* Disconnect power and verify system safety prior to rep | Indoor Blower Motor - 350 | Non Inventory |  | 1270.6 | Items 2025-12-31 (1).csv
Service:Service Repairs:Gas Furnace Repairs:Motors | INSTALL NEW INDOOR BLOWER MOTOR COMPLETE INCLUDING\CRThis Installation Includes the Following:\CR\CR* Disconnect power and verify system safety prior to rep | Indoor Blower Motor - 500 | Non Inventory |  | 1552.62 | Items 2025-12-31 (1).csv
Service:Service Repairs:Gas Furnace Repairs:Motors | INSTALL NEW INDOOR BLOWER MOTOR COMPLETE INCLUDING\CRThis Installation Includes the Following:\CR\CR* Disconnect power and verify system safety prior to rep | Indoor Blower Motor - 700 | Non Inventory |  | 2170.6 | Items 2025-12-31 (1).csv
Service:Service Repairs:Gas Furnace Repairs:Motors | INSTALL NEW INDOOR BLOWER MOTOR COMPLETE INCLUDING\CRThis Installation Includes the Following:\CR\CR* Disconnect power and verify system safety prior to rep | Indoor Blower Motor - 900 | Non Inventory |  | 2684.88 | Items 2025-12-31 (1).csv
Service:Service Repairs:Gas Furnace Repairs:Motors | INSTALL NEW OUTDOOR BLOWER MOTOR COMPLETE INCLUDING\CRThis Installation Includes the Following:\CR\CR* Disconnect power and verify system safety prior to re | Outdoor Blower Motor - 1200 | Non Inventory |  | 3456.31 | Items 2025-12-31 (1).csv
Service:Service Repairs:Gas Furnace Repairs:Motors | INSTALL NEW OUTDOOR BLOWER MOTOR COMPLETE INCLUDING\CRThis Installation Includes the Following:\CR\CR* Disconnect power and verify system safety prior to re | Outdoor Blower Motor - 150 | Non Inventory |  | 860 | Items 2025-12-31 (1).csv
Service:Service Repairs:Gas Furnace Repairs:Motors | INSTALL NEW OUTDOOR BLOWER MOTOR COMPLETE INCLUDING\CRThis Installation Includes the Following:\CR\CR* Disconnect power and verify system safety prior to re | Outdoor Blower Motor - 1500 | Non Inventory |  | 4227.74 | Items 2025-12-31 (1).csv
Service:Service Repairs:Gas Furnace Repairs:Motors | INSTALL NEW OUTDOOR BLOWER MOTOR COMPLETE INCLUDING\CRThis Installation Includes the Following:\CR\CR* Disconnect power and verify system safety prior to re | Outdoor Blower Motor - 350 | Non Inventory |  | 1270.6 | Items 2025-12-31 (1).csv
Service:Service Repairs:Gas Furnace Repairs:Motors | INSTALL NEW OUTDOOR BLOWER MOTOR COMPLETE INCLUDING\CRThis Installation Includes the Following:\CR\CR* Disconnect power and verify system safety prior to re | Outdoor Blower Motor - 500 | Non Inventory |  | 1552.62 | Items 2025-12-31 (1).csv
Service:Service Repairs:Gas Furnace Repairs:Motors | INSTALL NEW OUTDOOR BLOWER MOTOR COMPLETE INCLUDING\CRThis Installation Includes the Following:\CR\CR* Disconnect power and verify system safety prior to re | Outdoor Blower Motor - 700 | Non Inventory |  | 2170.6 | Items 2025-12-31 (1).csv
Service:Service Repairs:Gas Furnace Repairs:Motors | INSTALL NEW OUTDOOR BLOWER MOTOR COMPLETE INCLUDING\CRThis Installation Includes the Following:\CR\CR* Disconnect power and verify system safety prior to re | Outdoor Blower Motor - 900 | Non Inventory |  | 2684.88 | Items 2025-12-31 (1).csv
Sales:Carrier - Turn to the experts:Carrier Split Gas A/C | INSTALL 3 TON INFINITY 16 SEER CARRIER A/C GAS FURNACE\CRSYSTEM COMPLETE INCLUDING\CRFeatures & Benefits\CR*Variable Speed Compressor\CR*Increased Humidity R | 3 Ton IN 16 SGA | Inventory |  | 0 | Items 2025-12-31 (2).csv
Maintenance | PERFORM CLEAN & CHECK COOLING TUNE-UP FOR 1) A/C SYSTEM INCLUDING -1) MONITOR REFRIGERANT LEVELS -2) PERFORM INSPECTION OF COILS AND CLEANING TO OUTDO | Heating / Cooling Tune-Up | Non Inventory |  | 199 | Items 2025-12-31 (2).csv
Sales:Carrier - Turn to the experts:Carrier Split Heat Pump | INSTALL 1 TON INFINITY 18 SEER 5\CRSTAGE CARRIER HEAT PUMP\CRSYSTEM COMPLETE INCLUDING\CRFeatures & Benefits\CR*5 Stage Compressor Variable Speed\CRIndoor Fan\CR* | 1 Ton IN 18 SHP | Inventory |  | 15060 | Items 2025-12-31 (2).csv
Sales:Carrier - Turn to the experts:Carrier Split Heat Pump | INSTALL 1.5 TON PERFORMANCE 16 SEER CARRIER HEAT PUMP\CRSYSTEM COMPLETE INCLUDING\CRFeatures & Benefits\CR*Single Speed Compressor\CR*Increased Humidity Remo | 1.5 Ton PE 16 SHP | Inventory |  | 8556 | Items 2025-12-31 (2).csv
Sales:Run Tru:RunTru Split Heat Pump | INSTALL 1.5 TON XR14 SEER SINGLE SPEED RUNTRU HEAT PUMP SYSTEM INCLUDING\CR\CRFeatures & Benefits\CR*Single Speed Compressor \CR*2 Speed Indoor Fan \CR*Reliable | 1.5 Ton XR14 RunTru SHP | Non Inventory |  | 11236.41 | Items 2025-12-31 (2).csv
Sales:Trane:Split Gas A/C | INSTALL 1.5 TON XR14 A/C WITH GAS FURNACE COMPLETE \CR\CRFeatures & Benefits\CR*Single Speed Compressor \CR*2 Speed Indoor Fan \CR*Reliable Comfort | 1.5 Ton XR14 SGA | Non Inventory |  | 13425 | Items 2025-12-31 (2).csv
Sales:Trane:Split Heat Pump | INSTALL 1.5 TON XR14 SEER SINGLE SPEED TRANE HEAT PUMP SYSTEM INCLUDING\CR\CRFeatures & Benefits\CR*Single Speed Compressor \CR*2 Speed Indoor Fan \CR*Reliable | 1.5 Ton XR14 SHP | Non Inventory |  | 13101 | Items 2025-12-31 (2).csv
Sales:Run Tru:RunTru Split Heat Pump | INSTALL 1.5 TON XR15 SEER SINGLE SPEED RUNTRU HEAT PUMP SYSTEM INCLUDING\CR\CRFeatures & Benefits\CR*Variable Speed Compressor \CR*Variable Speed Indoor Fan \CR | 1.5 Ton XR15 RunTru SHP | Non Inventory |  | 12480.76 | Items 2025-12-31 (2).csv
Sales:Trane:Split Gas A/C | INSTALL 1.5 TON XR15 A/C WITH GAS FURNACE COMPLETE \CR\CRFeatures & Benefits\CR*Variable Speed Compressor \CR*Variable Speed Indoor Fan \CR*Increased De-humidif | 1.5 Ton XR15 SGA | Non Inventory |  | 14165 | Items 2025-12-31 (2).csv
Sales:Trane:Split Heat Pump | INSTALL 1.5 TON XR15 SEER SINGLE SPEED TRANE HEAT PUMP SYSTEM INCLUDING\CR\CRFeatures & Benefits\CR*Variable Speed Compressor \CR*Variable Speed Indoor Fan \CR* | 1.5 Ton XR15 SHP | Non Inventory |  | 15252 | Items 2025-12-31 (2).csv
Sales:Run Tru:RunTru Split Heat Pump | INSTALL 2 TON XR14 SEER SINGLE-SPEED RUNTRU HEAT PUMP SYSTEM INCLUDING\CR\CRFeatures & Benefits\CR*Single Speed Compressor \CR*2 Speed Indoor Fan \CR*Reliable C | 2 Ton XR14 RunTru SHP | Non Inventory |  | 11405.46 | Items 2025-12-31 (2).csv
Sales:Carrier - Turn to the experts:Carrier Split Heat Pump | INSTALL 2 TON COMFORT\CRSERIES 15 SEER CARRIER HEAT\CRPUMP SYSTEM COMPLETE\CRINCLUDING\CRFeatures & Benefits\CR*Single Speed Compressor\CR*Increased Humidity Remo | 2 Ton CO 15 SHP | Inventory |  | 11879.28 | Items 2025-12-31 (2).csv
Sales:Concord:Concord Split Heat Pump | INSTALL 2 TON LYNX 18 VARIABLE SPEED CONCORD HEAT PUMP SYSTEM INCLUDING\CRFeatures & Benefits\CR*Variable Speed Compressor\CR*Variable Speed Indoor Fan\CR*Inc | 2 Ton Concord Lynx 18 SHP | Non Inventory |  | 13208.15 | Items 2025-12-31 (2).csv
Sales:Carrier - Turn to the experts:Carrier Split Heat Pump | INSTALL 2 TON INFINITY 18 SEER 5\CRSTAGE CARRIER HEAT PUMP\CRSYSTEM COMPLETE INCLUDING\CRFeatures & Benefits\CR*5 Stage Compressor Variable Speed\CRIndoor Fan\CR* | 2 Ton IN 18 SHP | Inventory |  | 21207.2 | Items 2025-12-31 (2).csv
Sales:Carrier - Turn to the experts:Carrier Split Heat Pump | INSTALL 2 TON INFINITY 24 SEER CARRIER HEAT PUMP\CRSYSTEM COMPLETE INCLUDING\CRFeatures & Benefits\CR*Variable Speed Compressor\CR*Increased Humidity Removal | 2 Ton IN 24 SHP | Inventory |  | 24092.67 | Items 2025-12-31 (2).csv
Sales:Carrier - Turn to the experts:Carrier Split Heat Pump | INSTALL 2 TON PERFORMANCE 17 SEER CARRIER HEAT PUMP\CRSYSTEM COMPLETE INCLUDING\CRFeatures & Benefits\CR*Single Speed Compressor\CR*Increased Humidity Remova | 2 Ton PE 17 SHP | Inventory |  | 16518 | Items 2025-12-31 (2).csv
Sales:Trane:Dual Fuel Package | INSTALL 2 TON XL14C SEER SINGLE SPEED TRANE DUAL FUEL SYSTEM INCLUDING\CR\CRFeatures & Benefits\CR*Single Speed Compressor \CR*Variable Speed Indoor Fan \CR*Inc | 2 Ton XL14C DF | Non Inventory |  | 10173 | Items 2025-12-31 (2).csv
Sales:Trane:Gas Package | INSTALL 2 TON XL15C SEER SINGLE SPEED TRANE GAS PACKAGE SYSTEM INCLUDING\CR\CRFeatures & Benefits\CR*Dual Speed Compressor \CR*Variable Speed Indoor Fan \CR*In | 2 Ton XL15C GP | Non Inventory |  | 13875 | Items 2025-12-31 (2).csv
Sales:Trane:Packaged Heat Pump | INSTALL 2 TON XL15C SEER SINGLE SPEED TRANE HEAT PUMP PACKAGE SYSTEM INCLUDING\CR\CRFeatures & Benefits\CR*Variable Speed Compressor \CR*Variable Speed Indoor | 2 Ton XL15C PHP | Non Inventory |  | 14182 | Items 2025-12-31 (2).csv
Sales:Trane:Dual Fuel Package | INSTALL 2 TON XL16C SEER DUAL SPEED TRANE DUAL FUEL SYSTEM INCLUDING\CR\CRFeatures & Benefits\CR*Dual Speed Compressor \CR*Variable Speed Indoor Fan \CR*Increas | 2 Ton XL16C DF | Non Inventory |  | 12787 | Items 2025-12-31 (2).csv
Sales:Trane:Split Gas A/C | INSTALL 2 TON Xl17 TRANE A/C WITH GAS FURNACE COMPLETE \CR\CRFeatures & Benefits\CR*Single Speed Compressor \CR*Variable Speed Indoor Fan \CR*Increased De-humid | 2 Ton XL17 SGA | Non Inventory |  | 17325 | Items 2025-12-31 (2).csv
Sales:Run Tru:RunTru Split Gas A/C | INSTALL 2 TON 14 SEER A/C SPLIT SYSTEM WITH GAS FURNACE COMPLETE\CR\CRFeatures & Benefits\CR\CR*Single Stage Compressor\CR\CR*2 Speed Indoor Fan | 2 Ton XR14 RunTru SGA | Non Inventory |  | 11451 | Items 2025-12-31 (2).csv
Sales:Trane:Split Gas A/C | INSTALL 2 TON XR14 A/C WITH GAS FURNACE COMPLETE \CR\CRFeatures & Benefits\CR*Single Speed Compressor \CR*2 Speed Indoor Fan \CR*Reliable Comfort | 2 Ton XR14 SGA | Non Inventory |  | 13606 | Items 2025-12-31 (2).csv
Sales:Trane:Split Heat Pump | INSTALL 2 TON XR14 SEER SINGLE SPEED TRANE HEAT PUMP SYSTEM INCLUDING\CR\CRFeatures & Benefits\CR*Single Speed Compressor \CR*2 Speed Indoor Fan \CR*Reliable Co | 2 Ton XR14 SHP | Non Inventory |  | 13277 | Items 2025-12-31 (2).csv
Sales:Trane:Gas Package | INSTALL 2 TON XR14C SEER SINGLE SPEED TRANE GAS PACKAGE SYSTEM INCLUDING\CR\CRFeatures & Benefits\CR*Single Speed Compressor \CR*2 Speed Indoor Fan \CR*Reliab | 2 Ton XR14C GP | Non Inventory |  | 12968 | Items 2025-12-31 (2).csv
Sales:Trane:Packaged Heat Pump | INSTALL 2 TON XR14C SEER SINGLE SPEED TRANE HEAT PUMP PACKAGE SYSTEM INCLUDING\CR\CRFeatures & Benefits\CR*Single Speed Compressor \CR*2 Speed Indoor Fan \CR*Re | 2 Ton XR14C PHP | Non Inventory |  | 13703 | Items 2025-12-31 (2).csv
Sales:Run Tru:RunTru Split Gas A/C | INSTALL 2 TON 15 SEER A/C SPLIT SYSTEM WITH GAS FURNACE COMPLETE\CR\CRFeatures & Benefits\CR\CR*Single Stage Compressor\CR\CR*2 Speed Indoor Fan | 2 Ton XR15 RunTru SGA | Non Inventory |  | 11838 | Items 2025-12-31 (2).csv
Sales:Run Tru:RunTru Split Heat Pump | INSTALL 2 TON XR15 SEER SINGLE SPEED RUNTRU HEAT PUMP SYSTEM INCLUDING\CR\CRFeatures & Benefits\CR*Variable Speed Compressor \CR*Variable Speed Indoor Fan \CR*I | 2 Ton XR15 RunTru SHP | Non Inventory |  | 12818.85 | Items 2025-12-31 (2).csv
Sales:Trane:Split Gas A/C | INSTALL 2 TON XR15 TRANE A/C WITH GAS FURNACE COMPLETE \CR\CRFeatures & Benefits\CR*Variable Speed Compressor \CR*Variable Speed Indoor Fan \CR*Increased De-hum | 2 Ton XR15 SGA | Non Inventory |  | 14655 | Items 2025-12-31 (2).csv
Sales:Trane:Split Heat Pump | INSTALL 2 TON XR15 SEER SINGLE SPEED TRANE HEAT PUMP SYSTEM INCLUDING\CR\CRFeatures & Benefits\CR*Variable Speed Compressor \CR*Variable Speed Indoor Fan \CR*In | 2 Ton XR15 SHP | Non Inventory |  | 15733 | Items 2025-12-31 (2).csv
Sales:Trane:Split Heat Pump | INSTALL 2 TON XR16 SEER DUAL STAGE TRANE HEAT PUMP SYSTEM INCLUDING\CR\CRFeatures & Benefits\CR*Dual Speed Compressor \CR*Variable Speed Indoor Fan \CR*Increase | 2 Ton XR16 SHP | Non Inventory |  | 16480 | Items 2025-12-31 (2).csv
Sales:Trane:Split Heat Pump | INSTALL 2 TON XV17 SEER TRANE HEAT PUMP SYSTEM INCLUDING\CR \CRFeatures & Benefits\CR*Dual Speed Compressor \CR*Variable Speed Indoor Fan \CR*Increased De-humid | 2 Ton XV17 SHP | Inventory |  | 17436 | Items 2025-12-31 (2).csv
Sales:Trane:Split Heat Pump | INSTALL 2 TON XV18 SEER VARIABLE SPEED TRANE HEAT PUMP SYSTEM INCLUDING\CR\CRFeatures & Benefits\CR*Variable Speed Compressor \CR*Variable Speed Indoor Fan \CR* | 2 Ton XV18 SHP | Non Inventory |  | 19670 | Items 2025-12-31 (2).csv
Sales:Trane:Split Heat Pump | INSTALL 2 TON XV20 TRANE HEAT PUMP SYSTEM COMPLETE\CR\CRFeatures & Benefits\CR*Variable Speed Compressor \CR*Variable Speed Indoor Fan \CR*Increased De-humidifi | 2 Ton XV20 SHP | Non Inventory |  | 21412 | Items 2025-12-31 (2).csv
Sales:Carrier - Turn to the experts:Carrier Split Heat Pump | INSTALL 2.5 TON PERFORMANCE 16 SEER CARRIER HEAT PUMP\CRSYSTEM COMPLETE INCLUDING\CRFeatures & Benefits\CR*Single Speed Compressor\CR*Increased Humidity Remo | 2.5 Ton PE 16 SHP | Inventory |  | 8562 | Items 2025-12-31 (2).csv
Sales:Trane:Dual Fuel Package | INSTALL 2.5 TON XL14C SEER SINGLE SPEED TRANE DUAL FUEL SYSTEM INCLUDING\CR\CRFeatures & Benefits\CR*Single Speed Compressor \CR*Variable Speed Indoor Fan \CR*I | 2.5 Ton XL14C DF | Non Inventory |  | 0 | Items 2025-12-31 (2).csv
Sales:Trane:Gas Package | INSTALL 2.5 TON XL15C SEER SINGLE SPEED TRANE GAS PACKAGE SYSTEM INCLUDING\CR\CRFeatures & Benefits\CR*Dual Speed Compressor \CR*Variable Speed Indoor Fan \CR* | 2.5 Ton XL15C GP | Non Inventory |  | 8603 | Items 2025-12-31 (2).csv
Sales:Trane:Packaged Heat Pump | INSTALL 2.5 TON XL15C SEER SINGLE SPEED TRANE HEAT PUMP PACKAGE SYSTEM INCLUDING\CR\CRFeatures & Benefits\CR*Single Speed Compressor \CR*Variable Speed Indoor | 2.5 Ton XL15C PHP | Non Inventory |  | 8486 | Items 2025-12-31 (2).csv
Sales:Run Tru:RunTru Split Gas A/C | INSTALL 2.5 TON 14 SEER A/C SPLIT SYSTEM WITH GAS FURNACE COMPLETE\CR\CRFeatures & Benefits\CR\CR*Single Stage Compressor\CR\CR*2 Speed Indoor Fan | 2.5 Ton XR14 RunTru SGA | Non Inventory |  | 11709 | Items 2025-12-31 (2).csv
Sales:Run Tru:RunTru Split Heat Pump | INSTALL 2.5 TON XR14 SEER SINGLE SPEED RUNTRU HEAT PUMP SYSTEM INCLUDING\CR\CRFeatures & Benefits\CR*Single Speed Compressor \CR*2 Speed Indoor Fan \CR*Reliable | 2.5 Ton XR14 RunTru SHP | Non Inventory |  | 11966.59 | Items 2025-12-31 (2).csv
Sales:Trane:Split Gas A/C | INSTALL 2.5 TON XR14 TRANE A/C WITH GAS FURNACE COMPLETE \CR\CRFeatures & Benefits\CR*Single Speed Compressor \CR*2 Speed Indoor Fan \CR*Reliable Comfort | 2.5 Ton XR14 SGA | Non Inventory |  | 13115 | Items 2025-12-31 (2).csv
Sales:Trane:Split Heat Pump | INSTALL 2.5 TON XR14 SEER SINGLE SPEED TRANE HEAT PUMP SYSTEM INCLUDING\CR\CRFeatures & Benefits\CR*Single Speed Compressor \CR*2 Speed Indoor Fan \CR*Reliable | 2.5 Ton XR14 SHP | Non Inventory |  | 13646 | Items 2025-12-31 (2).csv
Sales:Trane:Gas Package | INSTALL 2.5 TON XR14C SEER SINGLE SPEED TRANE GAS PACKAGE SYSTEM INCLUDING\CR\CRFeatures & Benefits\CR*Single Speed Compressor \CR*2 Speed Indoor Fan \CR*Reli | 2.5 Ton XR14C GP | Non Inventory |  | 13656 | Items 2025-12-31 (2).csv
Sales:Trane:Packaged Heat Pump | INSTALL 2.5 TON XR14C SEER SINGLE SPEED TRANE HEAT PUMP PACKAGE SYSTEM INCLUDING\CR\CRFeatures & Benefits\CR*Single Speed Compressor \CR*2 Speed Indoor Fan \CR* | 2.5 Ton XR14C PHP | Non Inventory |  | 13815 | Items 2025-12-31 (2).csv
Sales:Run Tru:RunTru Split Gas A/C | INSTALL 2.5 TON 15 SEER A/C SPLIT SYSTEM WITH GAS FURNACE COMPLETE\CR\CRFeatures & Benefits\CR\CR*Single Stage Compressor\CR\CR*2 Speed Indoor Fan | 2.5 Ton XR15 RunTru SGA | Non Inventory |  | 12272 | Items 2025-12-31 (2).csv
Sales:Carrier - Turn to the experts:Carrier Split Heat Pump | INSTALL 3 TON COMFORT\CRSERIES 15 SEER CARRIER HEAT\CRPUMP SYSTEM COMPLETE\CRINCLUDING\CRFeatures & Benefits\CR*Single Speed Compressor\CR*Increased Humidity Remo | 3 Ton CO 15 SHP | Inventory |  | 13118.93 | Items 2025-12-31 (2).csv
Sales:Concord:Concord Split Heat Pump | INSTALL 3 TON LYNX 18 VARIABLE SPEED CONCORD HEAT PUMP SYSTEM INCLUDING\CRFeatures & Benefits\CR*Variable Speed Compressor\CR*Variable Speed Indoor Fan\CR*Inc | 3 Ton Concord Lynx 18 SHP | Non Inventory |  | 13208.15 | Items 2025-12-31 (2).csv
Sales:Carrier - Turn to the experts:Carrier Split Gas A/C | INSTALL 3 TON INFINITY 17 SEER CARRIER A/C GAS FURNACE\CRSYSTEM COMPLETE INCLUDING\CRFeatures & Benefits\CR*Variable Speed Compressor\CR*Increased Humidity Re | 3 Ton IN 17 SGA | Non Inventory |  | 10684 | Items 2025-12-31 (2).csv
Sales:Carrier - Turn to the experts:Carrier Split Heat Pump | INSTALL 3 TON INFINITY 18 SEER 5\CRSTAGE CARRIER HEAT PUMP\CRSYSTEM COMPLETE INCLUDING\CRFeatures & Benefits\CR*5 Stage Compressor Variable Speed\CRIndoor Fan\CR* | 3 Ton IN 18 SHP | Inventory |  | 22991.54 | Items 2025-12-31 (2).csv
Sales:Carrier - Turn to the experts:Carrier Split Gas A/C | INSTALL 3 TON INFINITY 19 SEER CARRIER A/C GAS FURNACE\CRSYSTEM COMPLETE INCLUDING\CRFeatures & Benefits\CR*Variable Speed Compressor\CR*Increased Humidity Re | 3 Ton IN 19 SGA | Non Inventory |  | 12266 | Items 2025-12-31 (2).csv
Sales:Carrier - Turn to the experts:Carrier Split Heat Pump | INSTALL 3 TON INFINITY 24 SEER CARRIER HEAT PUMP\CRSYSTEM COMPLETE INCLUDING\CRFeatures & Benefits\CR*Variable Speed Compressor\CR*Increased Humidity Removal | 3 Ton IN 24 SHP | Inventory |  | 25320.59 | Items 2025-12-31 (2).csv
Sales:Carrier - Turn to the experts:Carrier Split Gas A/C | INSTALL 3 TON INFINITY 26 SEER CARRIER GAS FURNACE\CRSYSTEM COMPLETE INCLUDING\CRFeatures & Benefits\CR*Variable Speed Compressor\CR*Increased Humidity Remov | 3 Ton IN 26 SGA | Inventory |  | 14006 | Items 2025-12-31 (2).csv
Sales:Carrier - Turn to the experts:Carrier Split Heat Pump | INSTALL 3 TON PERFORMANCE 16 SEER CARRIER HEAT PUMP\CRSYSTEM COMPLETE INCLUDING\CRFeatures & Benefits\CR*Single Speed Compressor\CR*Increased Humidity Remova | 3 Ton PE 17 SHP | Inventory |  | 18035.28 | Items 2025-12-31 (2).csv
Sales:Trane:Dual Fuel Package | INSTALL 3 TON XL14C SEER SINGLE SPEED TRANE DUAL FUEL SYSTEM INCLUDING\CR\CRFeatures & Benefits\CR*Single Speed Compressor \CR*Variable Speed Indoor Fan \CR*Inc | 3 Ton XL14C DF | Non Inventory |  | 16254.71 | Items 2025-12-31 (2).csv
Sales:Trane:Dual Fuel Package | INSTALL 3 TON XL15C SEER TRANE DUAL FUEL SYSTEM INCLUDING\CR\CRFeatures & Benefits\CR*Dual Speed Compressor \CR*Variable Speed Indoor Fan \CR*Increased De-humi | 3 Ton XL15C DF | Non Inventory |  | 18473.4 | Items 2025-12-31 (2).csv
Sales:Trane:Gas Package | INSTALL 3 TON XL15C SEER SINGLE SPEED TRANE GAS PACKAGE SYSTEM INCLUDING\CR\CRFeatures & Benefits\CR*Dual Speed Compressor \CR*Variable Speed Indoor Fan \CR*In | 3 Ton XL15C GP | Non Inventory |  | 15008 | Items 2025-12-31 (2).csv
Sales:Trane:Packaged Heat Pump | INSTALL 3 TON XL15C SEER SINGLE SPEED TRANE HEAT PUMP PACKAGE SYSTEM INCLUDING\CR\CRFeatures & Benefits\CR*Variable Speed Compressor \CR*Variable Speed Indoor | 3 Ton XL15C PHP | Non Inventory |  | 15726 | Items 2025-12-31 (2).csv
Sales:Run Tru:RunTru Split Gas A/C | INSTALL 3 TON 14 SEER A/C SPLIT SYSTEM WITH GAS FURNACE COMPLETE\CR\CRFeatures & Benefits\CR\CR*Single Stage Compressor\CR\CR*2 Speed Indoor Fan | 3 Ton XR14 RunTru SGA | Non Inventory |  | 11991 | Items 2025-12-31 (2).csv
Sales:Run Tru:RunTru Split Heat Pump | NSTALL 3 TON XR14 SEER SINGLE-SPEED RUNTRU HEAT PUMP SYSTEM INCLUDING\CR\CRFeatures & Benefits\CR*Single Speed Compressor \CR*2 Speed Indoor Fan \CR*Reliable Co | 3 Ton XR14 RunTru SHP | Non Inventory |  | 11957.2 | Items 2025-12-31 (2).csv
Sales:Trane:Split Gas A/C | INSTALL 3 TON XR14 TRANE A/C WITH GAS FURNACE COMPLETE \CR\CRFeatures & Benefits\CR*Single Speed Compressor \CR*2 Speed Indoor Fan \CR*Reliable Comfort | 3 Ton XR14 SGA | Non Inventory |  | 13271 | Items 2025-12-31 (2).csv
Sales:Trane:Split Heat Pump | INSTALL 3 TON XR14 SEER SINGLE SPEED TRANE HEAT PUMP SYSTEM INCLUDING\CR\CRFeatures & Benefits\CR*Single Speed Compressor \CR*2 Speed Indoor Fan \CR*Reliable Co | 3 Ton XR14 SHP | Non Inventory |  | 13881 | Items 2025-12-31 (2).csv
Sales:Trane:Gas Package | INSTALL 3 TON XR14C SEER SINGLE SPEED TRANE GAS PACKAGE SYSTEM INCLUDING\CR\CRFeatures & Benefits\CR*Single Speed Compressor \CR*2 Speed Indoor Fan \CR*Reliab | 3 Ton XR14C GP | Non Inventory |  | 13881 | Items 2025-12-31 (2).csv
Sales:Trane:Packaged Heat Pump | INSTALL 3 TON XR14C SEER SINGLE SPEED TRANE HEAT PUMP PACKAGE SYSTEM INCLUDING\CR\CRFeatures & Benefits\CR*Single Speed Compressor \CR*2 Speed Indoor Fan \CR*Re | 3 Ton XR14C PHP | Non Inventory |  | 14602 | Items 2025-12-31 (2).csv
Sales:Run Tru:RunTru Split Gas A/C | INSTALL 3 TON 15 SEER A/C SPLIT SYSTEM WITH GAS FURNACE COMPLETE\CR\CRFeatures & Benefits\CR\CR*Single Stage Compressor\CR\CR*2 Speed Indoor Fan | 3 Ton XR15 RunTru SGA | Non Inventory |  | 12502 | Items 2025-12-31 (2).csv
Sales:Run Tru:RunTru Split Heat Pump | INSTALL3 TON XR15 SEER SINGLE-SPEED RUNTRU HEAT PUMP SYSTEM INCLUDING\CR\CRFeatures & Benefits\CR*Variable Speed Compressor \CR*Variable Speed Indoor Fan \CR*In | 3 Ton XR15 RunTru SHP | Non Inventory |  | 12955.02 | Items 2025-12-31 (2).csv
Sales:Trane:Split Gas A/C | INSTALL 3 TON XR16 TRANE A/C WITH GAS FURNACE COMPLETE \CR\CRFeatures & Benefits\CR*Single Speed Compressor \CR*Variable Speed Indoor Fan \CR*Increased De-humid | 3 Ton XR16 SGA | Non Inventory |  | 16907 | Items 2025-12-31 (2).csv
Sales:Trane:Split Heat Pump | INSTALL 3 TON XR16 SEER DUAL STAGE TRANE HEAT PUMP SYSTEM INCLUDING\CR\CRFeatures & Benefits\CR*Dual Stage Compressor \CR*Variable Speed Indoor Fan \CR*Increase | 3 Ton XR16 SHP | Inventory |  | 17985 | Items 2025-12-31 (2).csv
Sales:Trane:Split Gas A/C | INSTALL 3 TON XR17 TRANE A/C WITH GAS FURNACE COMPLETE \CR\CRFeatures & Benefits\CR*Dual Speed Compressor \CR*Variable Speed Indoor Fan \CR*Increased De-humidif | 3 Ton XV17 SGA | Non Inventory |  | 16933 | Items 2025-12-31 (2).csv
Sales:Trane:Split Heat Pump | INSTALL 3 TON XR17 SEER DUAL SPEED TRANE HEAT PUMP SYSTEM INCLUDING\CR\CRFeatures & Benefits\CR*Dual Speed Compressor \CR*Variable Speed Indoor Fan \CR*Increase | 3 Ton XV17 SHP | Non Inventory |  | 18531.41 | Items 2025-12-31 (2).csv
Sales:Trane:Split Gas A/C | INSTALL 3 TON XV18 TRANE A/C WITH GAS FURNACE COMPLETE \CR \CRFeatures & Benefits\CR*Variable Speed Compressor \CR*Variable Speed Indoor Fan \CR*Increased De-hu | 3 Ton XV18 SGA | Non Inventory |  | 21441 | Items 2025-12-31 (2).csv
Sales:Trane:Split Heat Pump | INSTALL 3 TON XV18 SEER VARIABLE SPEED TRANE HEAT PUMP SYSTEM INCLUDING\CR\CRFeatures & Benefits\CR*Variable Speed Compressor \CR*Variable Speed Indoor Fan \CR* | 3 Ton XV18 SHP | Non Inventory |  | 21208 | Items 2025-12-31 (2).csv
Sales:Trane:Split Gas A/C | INSTALL 3 TON XV20 TRANE A/C WITH GAS FURNACE COMPLETE \CR\CRFeatures & Benefits\CR*Variable Speed Compressor \CR*Variable Speed Indoor Fan \CR*Increased De-hum | 3 Ton XV20 SGA | Non Inventory |  | 25035 | Items 2025-12-31 (2).csv
Sales:Trane:Split Heat Pump | INSTALL 3 TON XV20 TRANE HEAT PUMP SYSTEM COMPLETE\CR\CRFeatures & Benefits\CR*Variable Speed Compressor \CR*Variable Speed Indoor Fan \CR*Increased De-humidifi | 3 Ton XV20 SHP | Non Inventory |  | 22903 | Items 2025-12-31 (2).csv
Sales:Carrier - Turn to the experts:Carrier Split Heat Pump | INSTALL 3.5 TON PERFORMANCE 16 SEER CARRIER HEAT PUMP\CRSYSTEM COMPLETE INCLUDING\CRFeatures & Benefits\CR*Single Speed Compressor\CR*Increased Humidity Remo | 3.5 Ton PE 16 SHP | Inventory |  | 11251 | Items 2025-12-31 (2).csv
Sales:Trane:Dual Fuel Package | INSTALL 3.5 TON XL14C SEER SINGLE SPEED TRANE DUAL FUEL SYSTEM INCLUDING\CR\CRFeatures & Benefits\CR*Single Speed Compressor \CR*Variable Speed Indoor Fan \CR*I | 3.5 Ton XL14C DF | Non Inventory |  | 11510 | Items 2025-12-31 (2).csv
Sales:Run Tru:RunTru Split Gas A/C | INSTALL 3.5 TON 14 SEER A/C SPLIT SYSTEM WITH GAS FURNACE COMPLETE\CR\CRFeatures & Benefits\CR\CR*Single Stage Compressor\CR\CR*2 Speed Indoor Fan | 3.5 Ton XR14 RunTru SGA | Non Inventory |  | 12441 | Items 2025-12-31 (2).csv
Sales:Run Tru:RunTru Split Heat Pump | INSTALL 3.5 TON XR14 SEER SINGLE SPEED RUNTRU HEAT PUMP SYSTEM INCLUDING\CR\CRFeatures & Benefits\CR*Single Speed Compressor \CR*2 Speed Indoor Fan \CR*Reliable | 3.5 Ton XR14 RunTru SHP | Non Inventory |  | 12426.76 | Items 2025-12-31 (2).csv
Sales:Trane:Split Gas A/C | INSTALL 3.5 TON XR14 TRANE A/C WITH GAS FURNACE COMPLETE \CR\CRFeatures & Benefits\CR*Single Speed Compressor \CR*2 Speed Indoor Fan \CR*Reliable Comfort | 3.5 Ton XR14 SGA | Non Inventory |  | 13815 | Items 2025-12-31 (2).csv
Sales:Trane:Split Heat Pump | INSTALL 3.5 TON XR14 SEER SINGLE SPEED TRANE HEAT PUMP SYSTEM INCLUDING\CR\CRFeatures & Benefits\CR*Single Speed Compressor \CR*2 Speed Indoor Fan \CR*Reliable | 3.5 Ton XR14 SHP | Non Inventory |  | 14395 | Items 2025-12-31 (2).csv
Sales:Trane:Gas Package | INSTALL 3.5 TON XR14C SEER SINGLE SPEED TRANE GAS PACKAGE SYSTEM INCLUDING\CR\CRFeatures & Benefits\CR*Single Speed Compressor \CR*2 Speed Indoor Fan \CR*Reli | 3.5 Ton XR14C GP | Non Inventory |  | 15546 | Items 2025-12-31 (2).csv
Sales:Trane:Packaged Heat Pump | INSTALL 3.5 TON XR14C SEER SINGLE SPEED TRANE HEAT PUMP PACKAGE SYSTEM INCLUDING\CR\CRFeatures & Benefits\CR*Single Speed Compressor \CR*2 Speed Indoor Fan \CR* | 3.5 Ton XR14C PHP | Non Inventory |  | 14648 | Items 2025-12-31 (2).csv
Sales:Carrier - Turn to the experts:Carrier Split Gas A/C | INSTALL 3.5 TON XR15 A/C WITH GAS FURNACE COMPLETE \CR\CRFeatures & Benefits\CR*Variable Speed Compressor \CR*Variable Speed Indoor Fan \CR*Increased De-humidif | 3.5 TON XR15 A/C | Non Inventory |  | 0 | Items 2025-12-31 (2).csv
Sales:Run Tru:RunTru Split Gas A/C | INSTALL 3.5 TON 15 SEER A/C SPLIT SYSTEM WITH GAS FURNACE COMPLETE\CR\CRFeatures & Benefits\CR\CR*Single Stage Compressor\CR\CR*2 Speed Indoor Fan | 3.5 Ton XR15 RunTru SGA | Non Inventory |  | 13143 | Items 2025-12-31 (2).csv
Sales:Run Tru:RunTru Split Heat Pump | INSTALL 3.5 TON XR15 SEER SINGLE-SPEED RUNTRU HEAT PUMP SYSTEM INCLUDING\CR\CRFeatures & Benefits\CR*Variable Speed Compressor \CR*Variable Speed Indoor Fan \CR | 3.5 Ton XR15 RunTru SHP | Non Inventory |  | 14053.8 | Items 2025-12-31 (2).csv
Sales:Run Tru:RunTru Split Heat Pump | INSTALL 4 TON XR14 SEER SINGLE SPEED RUNTRU HEAT PUMP SYSTEM INCLUDING\CR\CRFeatures & Benefits\CR*Single Speed Compressor \CR*2 Speed Indoor Fan \CR*Reliable C | 4 Ton XR14 RunTru SHP | Non Inventory |  | 12877.54 | Items 2025-12-31 (2).csv
Sales:Carrier - Turn to the experts:Carrier Split Gas A/C | INSTALL 4 TON 14 SEER COMFORT SINGLE SPEED CARRIER SPLIT GAS A/C SYSTEM COMPLETE INCLUDING \CR\CRFeatures & Benefits \CR*Single Speed Compressor \CR*2 Speed I | 4 Ton 14 SEER SGA | Non Inventory |  | 8048 | Items 2025-12-31 (2).csv
Sales:Carrier - Turn to the experts:Carrier Split Gas A/C | INSTALL 4 TON 16 SEER INFINITY SINGLE SPEED CARRIER SPLIT GAS A/C SYSTEM COMPLETE INCLUDING \CR\CRFeatures & Benefits \CR*Single Speed Compressor\CR*Variable | 4 Ton 16 SEER SGA | Non Inventory |  | 11180 | Items 2025-12-31 (2).csv
Sales:Carrier - Turn to the experts:Carrier Split Gas A/C | INSTALL 4 TON 19 SEER INFINITY 5 SPEED CARRIER SPLIT GAS A/C SYSTEM COMPLETE INCLUDING \CR\CRFeatures & Benefits \CR*5 Speed Compressor \CR*Variable Speed Blo | 4 Ton 19 SEER SGA | Non Inventory |  | 13664 | Items 2025-12-31 (2).csv
Sales:Carrier - Turn to the experts:Carrier Split Gas A/C | INSTALL 4 TON 26 SEER VARIABLE GREEN SPEED CARRIER SPLIT GAS A/C SYSTEM COMPLETE INCLUDING \CR\CRFeatures & Benefits \CR*Variable Speed Compressor \CR*Variabl | 4 Ton 26 SEER SGA | Non Inventory |  | 15824 | Items 2025-12-31 (2).csv
Sales:Carrier - Turn to the experts:Carrier Split Heat Pump | INSTALL 4 TON COMFORT\CRSERIES 15 SEER CARRIER HEAT\CRPUMP SYSTEM COMPLETE\CRINCLUDING\CRFeatures & Benefits\CR*Single Speed Compressor\CR*Increased Humidity Remo | 4 Ton CO 15 SHP | Inventory |  | 14539.37 | Items 2025-12-31 (2).csv
Sales:Concord:Concord Split Heat Pump | INSTALL 4 TON LYNX 18 VARIABLE SPEED CONCORD HEAT PUMP SYSTEM INCLUDING\CRFeatures & Benefits\CR*Variable Speed Compressor\CR*Variable Speed Indoor Fan\CR*Inc | 4 Ton Concord Lynx 18 SHP | Non Inventory |  | 15764.93 | Items 2025-12-31 (2).csv
Sales:Carrier - Turn to the experts:Carrier Split Heat Pump | INSTALL 4 TON INFINITY 16 SEER CARRIER 2 STAGE HEAT PUMP\CRSYSTEM COMPLETE INCLUDING\CRFeatures & Benefits\CR*2 Speed Compressor\CR*Increased Humidity Removal | 4 Ton IN 16 SHP | Inventory |  | 17574 | Items 2025-12-31 (2).csv
Sales:Carrier - Turn to the experts:Carrier Split Heat Pump | INSTALL 4 TON INFINITY 18 SEER 5\CRSTAGE CARRIER HEAT PUMP\CRSYSTEM COMPLETE INCLUDING\CRFeatures & Benefits\CR*5 Stage Compressor Variable Speed\CRIndoor Fan\CR* | 4 Ton IN 18 SHP | Inventory |  | 27846.85 | Items 2025-12-31 (2).csv
Sales:Carrier - Turn to the experts:Carrier Split Heat Pump | INSTALL 4 TON INFINITY 24 SEER CARRIER HEAT PUMP\CRSYSTEM COMPLETE INCLUDING\CRFeatures & Benefits\CR*Variable Speed Compressor\CR*Increased Humidity Removal | 4 Ton IN 24 SHP | Inventory |  | 27133.11 | Items 2025-12-31 (2).csv
Sales:Carrier - Turn to the experts:Carrier Split Heat Pump | INSTALL 4 TON PERFORMANCE 17 SEER CARRIER HEAT PUMP\CRSYSTEM COMPLETE INCLUDING\CRFeatures & Benefits\CR*Single Speed Compressor\CR*Increased Humidity Remova | 4 Ton PE 17 SHP | Non Inventory |  | 20481.72 | Items 2025-12-31 (2).csv
Sales:Trane:Dual Fuel Package | INSTALL 4 TON XL14C SEER SINGLE SPEED TRANE DUAL FUEL SYSTEM INCLUDING\CR\CRFeatures & Benefits\CR*Single Speed Compressor \CR*Variable Speed Indoor Fan \CR*Inc | 4 Ton XL14C DF | Non Inventory |  | 12185 | Items 2025-12-31 (2).csv
Sales:Trane:Gas Package | INSTALL 4 TON XL15C SEER SINGLE SPEED TRANE GAS PACKAGE SYSTEM INCLUDING\CR\CRFeatures & Benefits\CR*Dual Speed Compressor \CR*Variable Speed Indoor Fan \CR*In | 4 Ton XL15C GP | Non Inventory |  | 15912 | Items 2025-12-31 (2).csv
Sales:Trane:Packaged Heat Pump | INSTALL 4 TON XL15C SEER SINGLE SPEED TRANE HEAT PUMP PACKAGE SYSTEM INCLUDING\CR\CRFeatures & Benefits\CR*Single Speed Compressor \CR*Variable Speed Indoor F | 4 Ton XL15C PHP | Non Inventory |  | 16663 | Items 2025-12-31 (2).csv
Sales:Trane:Dual Fuel Package | INSTALL 4 TON XL16C SEER DUAL SPEED TRANE DUAL FUEL SYSTEM INCLUDING\CR\CRFeatures & Benefits\CR*Dual Speed Compressor \CR*Variable Speed Indoor Fan \CR*Increas | 4 Ton XL16C DF | Non Inventory |  | 15483 | Items 2025-12-31 (2).csv
Sales:Carrier - Turn to the experts:Carrier Split Gas A/C | INSTALL 4 TON XL17 TRANE A/C WITH GAS FURNACE COMPLETE \CR\CRFeatures & Benefits\CR*Single Speed Compressor \CR*Variable Speed Indoor Fan \CR*Increased De-humid | 4 Ton XL17 SGA | Non Inventory |  | 19215 | Items 2025-12-31 (2).csv
Sales:Run Tru:RunTru Split Gas A/C | INSTALL 4 TON 14 SEER A/C SPLIT SYSTEM WITH GAS FURNACE COMPLETE\CR\CRFeatures & Benefits\CR\CR*Single Stage Compressor\CR\CR*2 Speed Indoor Fan | 4 Ton XR14 RunTru SGA | Non Inventory |  | 12735 | Items 2025-12-31 (2).csv
Sales:Trane:Split Gas A/C | INSTALL 4 TON XR14 TRANE A/C WITH GAS FURNACE COMPLETE \CR\CRFeatures & Benefits\CR*Single Speed Compressor \CR*2 Speed Indoor Fan \CR*Reliable Comfort | 4 Ton XR14 SGA | Non Inventory |  | 14171 | Items 2025-12-31 (2).csv
Sales:Trane:Split Heat Pump | INSTALL 4 TON XR14 SEER SINGLE SPEED TRANE HEAT PUMP SYSTEM INCLUDING\CR\CRFeatures & Benefits\CR*Single Speed Compressor \CR*2 Speed Indoor Fan \CR*Reliable Co | 4 Ton XR14 SHP | Non Inventory |  | 14789 | Items 2025-12-31 (2).csv
Sales:Trane:Gas Package | INSTALL 4 TON XR14C SEER SINGLE SPEED TRANE GAS PACKAGE SYSTEM INCLUDING\CR\CRFeatures & Benefits\CR*Single Speed Compressor \CR*2 Speed Indoor Fan \CR*Reliab | 4 Ton XR14C GP | Non Inventory |  | 14560 | Items 2025-12-31 (2).csv
Sales:Trane:Packaged Heat Pump | INSTALL 4 TON XR14C SEER SINGLE SPEED TRANE HEAT PUMP PACKAGE SYSTEM INCLUDING\CR\CRFeatures & Benefits\CR*Single Speed Compressor \CR*2 Speed Indoor Fan \CR*Re | 4 Ton XR14C PHP | Non Inventory |  | 15311 | Items 2025-12-31 (2).csv
Sales:Run Tru:RunTru Split Gas A/C | INSTALL 4 TON 15 SEER A/C SPLIT SYSTEM WITH GAS FURNACE COMPLETE\CR\CRFeatures & Benefits\CR\CR*Single Stage Compressor\CR\CR*2 Speed Indoor Fan | 4 Ton XR15 RunTru SGA | Non Inventory |  | 13486 | Items 2025-12-31 (2).csv
Sales:Run Tru:RunTru Split Heat Pump | INSTALL 4 TON XR15 SEER SINGLE-SPEED RUNTRU HEAT PUMP SYSTEM INCLUDING\CR\CRFeatures & Benefits\CR*Variable Speed Compressor \CR*Variable Speed Indoor Fan \CR*I | 4 Ton XR15 RunTru SHP | Non Inventory |  | 14814.5 | Items 2025-12-31 (2).csv
Sales:Trane:Split Gas A/C | INSTALL 4 TON XR16 TRANE A/C WITH GAS FURNACE COMPLETE \CR\CRFeatures & Benefits\CR*Single Speed Compressor \CR*Variable Speed Indoor Fan \CR*Increased De-humid | 4 Ton XR16 SGA | Non Inventory |  | 17970 | Items 2025-12-31 (2).csv
Sales:Trane:Split Heat Pump | INSTALL 4 TON XR16 DUAL STAGE TRANE HEAT PUMP SYSTEM INCLUDING\CR\CRFeatures & Benefits\CR*Dual Speed Compressor \CR*Variable Speed Indoor Fan \CR*Increased De- | 4 Ton XR16 SHP | Non Inventory |  | 19668 | Items 2025-12-31 (2).csv
Sales:Trane:Split Heat Pump | INSTALL 4 TON XR17 SEER DUAL SPEED TRANE HEAT PUMP SYSTEM INCLUDING\CR\CRFeatures & Benefits\CR*Dual Speed Compressor \CR*Variable Speed Indoor Fan \CR*Increase | 4 Ton XR17 SHP | Non Inventory |  | 13655 | Items 2025-12-31 (2).csv
| INSTALL 4 TON XV17 VARIABLE SPEED TRANE HEAT PUMP SPLIT SYSTEM INCLUDING\CR\CRFeatures & Benefits\CR\CRVariable Speed Compressor - 75\CRIncreased Comfort throug | 4 Ton XV17 SHP | Inventory |  | 0 | Items 2025-12-31 (2).csv
Sales:Trane:Split Gas A/C | INSTALL 4 TON XV18 TRANE A/C WITH GAS FURNACE COMPLETE \CR\CRFeatures & Benefits\CR*Variable Speed Compressor \CR*Variable Speed Indoor Fan \CR*Increased De-hum | 4 Ton XV18 SGA | Non Inventory |  | 22856 | Items 2025-12-31 (2).csv
Sales:Trane:Split Heat Pump | INSTALL 4 TON XV18 SEER VARIABLE SPEED TRANE HEAT PUMP SYSTEM INCLUDING\CR\CRFeatures & Benefits\CR*Variable Speed Compressor \CR*Variable Speed Indoor Fan \CR* | 4 Ton XV18 SHP | Inventory |  | 23129 | Items 2025-12-31 (2).csv
Sales:Trane:Split Gas A/C | INSTALL 4 TON XV20 TRANE A/C WITH GAS FURNACE COMPLETE \CR\CRFeatures & Benefits\CR*Variable Speed Compressor \CR*Variable Speed Indoor Fan \CR*Increased De-hum | 4 Ton XV20 SGA | Non Inventory |  | 26296 | Items 2025-12-31 (2).csv
Sales:Trane:Split Heat Pump | INSTALL 4 TON XV20 TRANE HEAT PUMP SYSTEM COMPLETE\CR\CRFeatures & Benefits\CR*Variable Speed Compressor \CR*Variable Speed Indoor Fan \CR*Increased De-humidifi | 4 Ton XV20 SHP | Non Inventory |  | 24587 | Items 2025-12-31 (2).csv
Sales:Carrier - Turn to the experts:Carrier Split Heat Pump | INSTALL 5 TON COMFORT\CRSERIES 15 SEER CARRIER HEAT\CRPUMP SYSTEM COMPLETE\CRINCLUDING\CRFeatures & Benefits\CR*Single Speed Compressor\CR*Increased Humidity Remo | 5 Ton CO 15 SHP | Inventory |  | 16983.46 | Items 2025-12-31 (2).csv
Sales:Concord:Concord Split Heat Pump | INSTALL 5 TON LYNX 18 VARIABLE SPEED CONCORD HEAT PUMP SYSTEM INCLUDING\CRFeatures & Benefits\CR*Variable Speed Compressor\CR*Variable Speed Indoor Fan\CR*Inc | 5 Ton Concord Lynx 18 SHP | Non Inventory |  | 15884.67 | Items 2025-12-31 (2).csv
Sales:Carrier - Turn to the experts:Carrier Split Heat Pump | INSTALL 5 TON INFINITY 18 SEER 5\CRSTAGE CARRIER HEAT PUMP\CRSYSTEM COMPLETE INCLUDING\CRFeatures & Benefits\CR*5 Stage Compressor Variable Speed\CRIndoor Fan\CR* | 5 Ton IN 18 SHP | Inventory |  | 21136 | Items 2025-12-31 (2).csv
Sales:Carrier - Turn to the experts:Carrier Split Heat Pump | INSTALL 5 TON INFINITY 24 SEER CARRIER HEAT PUMP\CRSYSTEM COMPLETE INCLUDING\CRFeatures & Benefits\CR*Variable Speed Compressor\CR*Increased Humidity Removal | 5 Ton IN 24 SHP | Inventory |  | 29431.63 | Items 2025-12-31 (2).csv
Sales:Carrier - Turn to the experts:Carrier Split Heat Pump | INSTALL 5 TON PERFORMANCE 17 SEER CARRIER HEAT PUMP\CRSYSTEM COMPLETE INCLUDING\CRFeatures & Benefits\CR*Single Speed Compressor\CR*Increased Humidity Remova | 5 Ton PE 17 SHP | Inventory |  | 22195.63 | Items 2025-12-31 (2).csv
Sales:Trane:Dual Fuel Package | INSTALL 5 TON XL14C SEER SINGLE SPEED TRANE DUAL FUEL SYSTEM INCLUDING\CR\CRFeatures & Benefits\CR*Single Speed Compressor \CR*Variable Speed Indoor Fan \CR*Inc | 5 Ton XL14C DF | Non Inventory |  | 13533 | Items 2025-12-31 (2).csv
Sales:Trane:Gas Package | INSTALL 5 TON XL15C SEER SINGLE SPEED TRANE GAS PACKAGE SYSTEM INCLUDING\CR\CRFeatures & Benefits\CR*Dual Speed Compressor \CR*Variable Speed Indoor Fan \CR*In | 5 Ton XL15C GP | Non Inventory |  | 16701 | Items 2025-12-31 (2).csv
Sales:Trane:Packaged Heat Pump | INSTALL 5 TON XL15C SEER SINGLE SPEED TRANE HEAT PUMP PACKAGE SYSTEM INCLUDING\CR\CRFeatures & Benefits\CR*Single Speed Compressor \CR*Variable Speed Indoor F | 5 Ton XL15C PHP | Non Inventory |  | 17828 | Items 2025-12-31 (2).csv
Sales:Carrier - Turn to the experts:Carrier Split Gas A/C | INSTALL 5 TON XL17 TRANE A/C WITH GAS FURNACE COMPLETE \CR\CRFeatures & Benefits\CR*Single Speed Compressor \CR*Variable Speed Indoor Fan \CR*Increased De-humid | 5 Ton XL17 SGA | Non Inventory |  | 20051 | Items 2025-12-31 (2).csv
Sales:Run Tru:RunTru Split Gas A/C | INSTALL 5 TON 14 SEER A/C SPLIT SYSTEM WITH GAS FURNACE COMPLETE\CR\CRFeatures & Benefits\CR\CR*Single Stage Compressor\CR\CR*2 Speed Indoor Fan | 5 Ton XR14 RunTru SGA | Non Inventory |  | 13411 | Items 2025-12-31 (2).csv
Sales:Run Tru:RunTru Split Heat Pump | INSTALL 5 TON XR14 SEER SINGLE SPEED TRANE HEAT PUMP SYSTEM INCLUDING\CR\CRFeatures & Benefits\CR*Single Speed Compressor \CR*2 Speed Indoor Fan \CR*Reliable Co | 5 Ton XR14 RunTru SHP | Non Inventory |  | 13779.11 | Items 2025-12-31 (2).csv
Sales:Trane:Split Gas A/C | INSTALL 5 TON XR14 TRANE A/C WITH GAS FURNACE COMPLETE \CR\CRFeatures & Benefits\CR*Single Speed Compressor \CR*2 Speed Indoor Fan \CR*Reliable Comfort | 5 Ton XR14 SGA | Non Inventory |  | 14698 | Items 2025-12-31 (2).csv
Sales:Trane:Split Heat Pump | INSTALL 5 TON XR14 SEER SINGLE SPEED TRANE HEAT PUMP SYSTEM INCLUDING\CR\CRFeatures & Benefits\CR*Single Speed Compressor \CR*2 Speed Indoor Fan \CR*Reliable Co | 5 Ton XR14 SHP | Non Inventory |  | 15914 | Items 2025-12-31 (2).csv
Sales:Trane:Gas Package | INSTALL 5 TON XR14C SEER SINGLE SPEED TRANE GAS PACKAGE SYSTEM INCLUDING\CR\CRFeatures & Benefits\CR*Single Speed Compressor \CR*2 Speed Indoor Fan \CR*Reliab | 5 Ton XR14C GP | Non Inventory |  | 15351 | Items 2025-12-31 (2).csv
Sales:Trane:Packaged Heat Pump | INSTALL 5 TON XR14C SEER SINGLE SPEED TRANE HEAT PUMP PACKAGE SYSTEM INCLUDING\CR\CRFeatures & Benefits\CR*Single Speed Compressor \CR*2 Speed Indoor Fan \CR*Re | 5 Ton XR14C PHP | Non Inventory |  | 16250 | Items 2025-12-31 (2).csv
Sales:Run Tru:RunTru Split Gas A/C | INSTALL 5 TON 15 SEER A/C SPLIT SYSTEM WITH GAS FURNACE COMPLETE\CR\CRFeatures & Benefits\CR\CR*Single Stage Compressor\CR\CR*2 Speed Indoor Fan\CR\CR$14,176.00\CR\CRINST | 5 Ton XR15 RunTru SGA | Non Inventory |  | 14176 | Items 2025-12-31 (2).csv
Sales:Run Tru:RunTru Split Heat Pump | INSTALL 5 TON XR15 SEER SINGLE-SPEED RUNTRU HEAT PUMP SYSTEM INCLUDING\CR\CRFeatures & Benefits\CR*Variable Speed Compressor \CR*Variable Speed Indoor Fan \CR*I | 5 Ton XR15 RunTru SHP | Non Inventory |  | 15443.72 | Items 2025-12-31 (2).csv
Sales:Trane:Split Gas A/C | INSTALL 5 TON XR16 TRANE A/C WITH GAS FURNACE COMPLETE \CR\CRFeatures & Benefits\CR*Single Speed Compressor \CR*Variable Speed Indoor Fan \CR*Increased De-humid | 5 Ton XR16 SGA | Non Inventory |  | 19374 | Items 2025-12-31 (2).csv
Sales:Trane:Split Heat Pump | INSTALL 5 TON XR16 SEER DUAL STAGE TRANE HEAT PUMP SYSTEM INCLUDING\CR\CRFeatures & Benefits\CR*Dual Speed Compressor \CR*Variable Speed Indoor Fan \CR*Increase | 5 Ton XR16 SHP | Non Inventory |  | 21227 | Items 2025-12-31 (2).csv
Sales:Trane:Split Heat Pump | INSTALL 5 TON XR17 SEER DUAL SPEED TRANE HEAT PUMP SYSTEM INCLUDING\CR\CRFeatures & Benefits\CR*Dual Speed Compressor \CR*Variable Speed Indoor Fan \CR*Increase | 5 Ton XR17 | Inventory |  | 16458 | Items 2025-12-31 (2).csv
Sales:Trane:Split Heat Pump | INSTALL 5 TON XV17 SEER DUAL-SPEED TRANE HEAT PUMP SYSTEM INCLUDING\CR\CRFeatures & Benefits\CR*Dual Speed Compressor \CR*Variable Speed Indoor Fan \CR*Increase | 5 Ton XV17 SHP | Non Inventory |  | 15447 | Items 2025-12-31 (2).csv
Sales:Trane:Split Gas A/C | INSTALL 5 TON XV18 TRANE A/C WITH GAS FURNACE COMPLETE \CR\CRFeatures & Benefits\CR*Variable Speed Compressor \CR*Variable Speed Indoor Fan \CR*Increased De-hum | 5 Ton XV18 SGA | Non Inventory |  | 23784 | Items 2025-12-31 (2).csv
Sales:Trane:Split Heat Pump | INSTALL 5 TON XV18 SEER VARIABLE SPEED TRANE HEAT PUMP SYSTEM INCLUDING\CR\CRFeatures & Benefits\CR*Variable Speed Compressor \CR*Variable Speed Indoor Fan \CR* | 5 Ton XV18 SHP | Non Inventory |  | 24786 | Items 2025-12-31 (2).csv
Sales:Trane:Split Gas A/C | INSTALL 5 TON XV20 TRANE A/C WITH GAS FURNACE COMPLETE \CR\CRFeatures & Benefits\CR*Variable Speed Compressor \CR*Variable Speed Indoor Fan \CR*Increased De-hum | 5 Ton XV20 SGA | Non Inventory |  | 26561 | Items 2025-12-31 (2).csv
Sales:Trane:Split Heat Pump | INSTALL 5 TON XV20 TRANE HEAT PUMP SYSTEM COMPLETE\CR\CRFeatures & Benefits\CR*Variable Speed Compressor \CR*Variable Speed Indoor Fan \CR*Increased De-humidifi | 5 Ton XV20 SHP | Non Inventory |  | 26904 | Items 2025-12-31 (2).csv
Sales:Carrier - Turn to the experts:Carrier Ductless Mini Split | Carrier High-Performance Heat Pump System Installation\CRWe propose the installation of a premium Carrier heat pump system designed to provide year-roun | "9,000 BTU Mini Split" | Non Inventory |  | 5230 | Items 2025-12-31 (2).csv
Maintenance | PERFORM HEATING TUNE-UP FOR 1) HEAT PUMP SYSTEM INCLUDING -1) MONITOR REFRIGERANT LEVELS -2) PERFORM INSPECTION OF COIL ON OUTDOOR UNIT AS NEEDED -3) | BNI Heat Pump Tune Up | Non Inventory |  | 99 | Items 2025-12-31 (2).csv
Service:Service Repairs:Compressor | INSTALL NEW COMPRESSOR COMPLETE INCLUDING\CRThis Installation Includes the Following:\CR* Reclaim refrigerant from the system\CR* Removal and disposal of | Compressor | Non Inventory |  | 3333.33 | Items 2025-12-31 (2).csv
Service:Service Repairs:Compressor | INSTALL NEW COMPRESSOR COMPLETE INCLUDING\CRThis Installation Includes the Following:\CR* Reclaim refrigerant from the system\CR* Removal and disposal of de | Compressor - 1100 | Non Inventory |  | 5434.49 | Items 2025-12-31 (2).csv
Service:Service Repairs:Compressor | INSTALL NEW COMPRESSOR COMPLETE INCLUDING\CRThis Installation Includes the Following:\CR* Reclaim refrigerant from the system\CR* Removal and disposal of de | Compressor - 1300 | Non Inventory |  | 5948.78 | Items 2025-12-31 (2).csv
Service:Service Repairs:Compressor | INSTALL NEW COMPRESSOR COMPLETE INCLUDING\CRThis Installation Includes the Following:\CR* Reclaim refrigerant from the system\CR* Removal and disposal of de | Compressor - 1500 | Non Inventory |  | 6463.06 | Items 2025-12-31 (2).csv
Service:Service Repairs:Compressor | INSTALL NEW COMPRESSOR COMPLETE INCLUDING\CRThis Installation Includes the Following:\CR* Reclaim refrigerant from the system\CR* Removal and disposal of de | Compressor - 1700 | Non Inventory |  | 7184.73 | Items 2025-12-31 (2).csv
Service:Service Repairs:Compressor | INSTALL NEW COMPRESSOR COMPLETE INCLUDING\CRThis Installation Includes the Following:\CR* Reclaim refrigerant from the system\CR* Removal and disposal of de | Compressor - 600 | Non Inventory |  | 3941.4 | Items 2025-12-31 (2).csv
Service:Service Repairs:Compressor | INSTALL NEW COMPRESSOR COMPLETE INCLUDING\CRThis Installation Includes the Following:\CR* Reclaim refrigerant from the system\CR* Removal and disposal of de | Compressor - 800 | Non Inventory |  | 4455.68 | Items 2025-12-31 (2).csv
Service:Service Repairs:Insurance : Lightning Repairs | INSTALL NEW COMPRESSOR IN (BRAND) UNIT THAT WAS DAMAGED BY POWER SURGE\CR\CR **EVACUATE AND REMOVE CONTAMINATED REFRIGERANT FROM SYSTEM ACCORDING TO EPA G | Compressor Power Surge Damage | Non Inventory |  | 4171.6 | Items 2025-12-31 (2).csv
Service:Service Repairs:Compressor | REPLACE COMPRESSOR TERMINAL(S) COMPLETE INCLUDING -1) REMOVAL & DISPOSAL OF DEFECTIVE TERMINALS -2) 1 YR. REPLACEMENT COVERAGE | Compressor Terminal | Non Inventory |  | 207.97 | Items 2025-12-31 (2).csv
Service:Service Repairs:Compressor | INSTALL COMPRESSOR TERMINAL KIT COMPLETE INCLUDING - 1) REMOVAL & DISPOSAL OF DEFECTIVE TERMINALS -2) 1 YR. REPLACEMENT COVERAGE | Compressor Terminal Kit | Non Inventory |  | 354.64 | Items 2025-12-31 (2).csv
Neighborhood Concierge | PERFORM CLEAN & CHECK COOLING TUNE-UP FOR 1) A/C SYSTEM INCLUDING -1) MONITOR REFRIGERANT LEVELS -2) PERFORM INSPECTION OF COILS AND CLEANING TO OUTDO | Concierge - Tune Up | Non Inventory |  | 200 | Items 2025-12-31 (2).csv
Service:Service Repairs:Capacitors | REPLACE RUN DEVICE COMPLETE INCLUDING -1) REMOVAL & DISPOSAL OF DEFECTIVE DEVICE -2) MONITOR REFRIGERANT LEVELS -3) MONITOR AMPERAGE OF COMPRESSOR | Dual Run Capacitor | Non Inventory |  | 338.96 | Items 2025-12-31 (2).csv
Sales | RunTru [A5HP4036A1000]\CR-A5HP4 Series\CR-single Stage\CR-Heat Pump\CR-10 yr limited parts warranty with registration\CR-10 yr limited compressor and coil warra | Essential 3 Ton SHP - Budget | Inventory |  | 8177 | Items 2025-12-31 (2).csv
Sales | Trane [5TWR4036A1000]\CR-14 Series\CR- Single Stage\CR- Split System Heat Pump\CR-10 yr parts warranty when registered\CR-10 yr compressor warranty when registe | Essential 3 Ton SHP - Good | Inventory |  | 10237 | Items 2025-12-31 (2).csv
| PERFORM INSPECTION ON SYSTEM INCLUDING -1) MONITOR REFRIGERANT LEVELS -2) PERFORM INSPECTION OF COIL ON OUTDOOR UNIT AS NEEDED -3) MONITOR AMPERAGE & | Inspection | Non Inventory |  | 169 | Items 2025-12-31 (2).csv
| REPLACE RUN DEVICE COMPLETE INCLUDING -1) REMOVAL & DISPOSAL OF DEFECTIVE DEVICE -2) MONITOR REFRIGERANT LEVELS -3) MONITOR AMPERAGE OF COMPRESSOR | Prevenative service | Non Inventory |  | 153.7 | Items 2025-12-31 (2).csv
| REPLACE RUN DEVICE COMPLETE INCLUDING -1) REMOVAL & DISPOSAL OF DEFECTIVE DEVICE -2) MONITOR REFRIGERANT LEVELS -3) MONITOR AMPERAGE OF COMPRESSOR | Prevenative service downstai... | Non Inventory |  | 153.7 | Items 2025-12-31 (2).csv
| REPLACE RUN DEVICE COMPLETE INCLUDING -1) REMOVAL & DISPOSAL OF DEFECTIVE DEVICE -2) MONITOR REFRIGERANT LEVELS -3) MONITOR AMPERAGE OF COMPRESSOR | Prevenative service upstairs... | Non Inventory |  | 153.7 | Items 2025-12-31 (2).csv
Sales | Install [ton] [Make] [type] System Including:\CR\CR- __ TON heat pump system with single-stage compressor and PSC blower motor\CR- Basic filtration and stan | Proposal Essential SHP | Inventory |  | 0 | Items 2025-12-31 (2).csv
Sales | Install [ton] [Make] [type] System Including:\CR\CR- High-efficiency __ TON heat pump with multi-stage compressor and ECM blower motor\CR- Standard filtrati | Proposal Premium SHP | Inventory |  | 0 | Items 2025-12-31 (2).csv
Sales | Install [ton] [Make] [type] System Including:\CR\CR- High-efficiency __ TON heat pump with inverter-driven compressor and variable-speed blower\CR- Advanced | Proposal Ultimate SHP | Inventory |  | 0 | Items 2025-12-31 (2).csv
Maintenance:Maintenance Program | PERFORM QUARTERLY HVAC INSPECTION FOR 1) A/C SYSTEM INCLUDING 1) MONITOR REFRIGERANT LEVELS 2) PERFORM INSPECTION OF COILS AND OUTDOOR UNIT 3)REPLACE | Quarterly Maintenance Plan OMF | Non Inventory |  | 156 | Items 2025-12-31 (2).csv
Service:Service Repairs:Capacitors | REPLACE RUN DEVICE COMPLETE INCLUDING -1) REMOVAL & DISPOSAL OF DEFECTIVE DEVICE -2) MONITOR REFRIGERANT LEVELS -3) MONITOR AMPERAGE OF COMPRESSOR | Single Run Capacitor | Non Inventory |  | 258.96 | Items 2025-12-31 (2).csv
Service:Service Repairs:Capacitors | REPLACE START DEVICE COMPLETE INCLUDING -1) REMOVAL & DISPOSAL OF DEFECTIVE DEVICE -2) MONITOR REFRIGERANT LEVELS -3) MONITOR AMPERAGE OF COMPRESSO | Start Capacitor | Non Inventory |  | 339.8 | Items 2025-12-31 (2).csv
Maintenance | PERFORM ONE TIME INSPECTION FOR 1) A/C SYSTEM INCLUDING -1) MONITOR REFRIGERANT LEVELS -2) PERFORM INSPECTION OF COILS AND CLEANING TO OUTDOOR UNIT AS | System Inspection | Non Inventory |  | 109 | Items 2025-12-31 (2).csv
Sales:Trane:Split Gas A/C | INSTALL 2 TON XR16 DUAL SPEED TRANE SPLIT GAS FURNACE A/C SYSTEM INCLUDING\CR\CRFeatures & Benefits\CRVariable Speed Compressor - 70% - 100%\CRVariable Speed | Trane 2 Ton XR16 SGA | Non Inventory |  | 15783 | Items 2025-12-31 (2).csv
Sales:Trane:Split Gas A/C | INSTALL 2 TON XV17 VARIABLE SPEED TRANE SPLIT GAS FURNACE A/C SYSTEM INCLUDING\CR\CRFeatures & Benefits\CRVariable Speed Compressor - 75\CRVariable Speed Indo | Trane 2 Ton XV17 SGA | Non Inventory |  | 17051 | Items 2025-12-31 (2).csv
Sales:Trane:Split Gas A/C | INSTALL 2 TON XV18 TRANE A/C WITH GAS FURNACE COMPLETE \CR\CRFeatures & Benefits\CR*Variable Speed Compressor - 750\CRVariable Speed Indoor Fan\CR80% 2 Stage Ga | Trane 2 Ton XV18 SGA | Non Inventory |  | 18408 | Items 2025-12-31 (2).csv
Sales:Trane:Split Gas A/C | INSTALL 2 TON XV20 VARIABLE SPEED TRANE SPLIT GAS FURNACE A/C SYSTEM INCLUDING\CR\CRFeatures & Benefits\CRVariable Speed Compressor - 750\CRVariable Speed Ind | Trane 2 Ton XV20 SGA | Non Inventory | 4TTV0X24A1000 | 20158 | Items 2025-12-31 (2).csv
Service:Service Repairs:Refrigeration Equipment / Coolers / Freezers / Milk Coolers | INSTALL MAIN COOLER RELAY COMPLETE INCLUDING -1) REMOVAL & DISPOSAL OF DEFECTIVE RELAY -2) MONITOR AMPERAGE OF COMPRESSOR AND FAN MOTOR -3) MONITOR PE | True OEM Relay | Non Inventory |  | 364.67 | Items 2025-12-31 (2).csv
Service:Service Repairs:Capacitors | REPLACE RUN DEVICE COMPLETE INCLUDING -1) REMOVAL & DISPOSAL OF DEFECTIVE DEVICE -2) MONITOR REFRIGERANT LEVELS -3) MONITOR AMPERAGE OF COMPRESSOR | Warranty Dual Run Capacitor | Non Inventory |  | 53.33 | Items 2025-12-31 (2).csv
Service:Service Repairs:Capacitors | REPLACE RUN DEVICE COMPLETE INCLUDING -1) REMOVAL & DISPOSAL OF DEFECTIVE DEVICE -2) MONITOR REFRIGERANT LEVELS -3) MONITOR AMPERAGE OF COMPRESSOR | Warranty Single Run Capacitor | Non Inventory |  | 33.33 | Items 2025-12-31 (2).csv
Service:Service Repairs:Capacitors | REPLACE START DEVICE COMPLETE INCLUDING -1) REMOVAL & DISPOSAL OF DEFECTIVE DEVICE -2) MONITOR REFRIGERANT LEVELS -3) MONITOR AMPERAGE OF COMPRESSO | Warranty Start Capacitor | Non Inventory |  | 240 | Items 2025-12-31 (2).csv
Service:Service Repairs:Circuit Boards | REPLACE COMPRESSOR CONTROL MODULE COMPLETE INCLUDING -1) REMOVAL & DISPOSAL OF DEFECTIVE MODULE -2) RUN TEST SYSTEM UPON COMPLETION TO ENSURE PROPER O | Water Furnace Comp Ctrl Module | Non Inventory |  | 464.67 | Items 2025-12-31 (2).csv
Sales:Trane:Packaged Heat Pump | Features & Benefits\CR*Variable Speed Compressor \CR*Variable Speed Indoor Fan \CR*Increased De-humidification | XV18 Heat Pump | Non Inventory |  | 0 | Items 2025-12-31 (2).csv
Service:Service Repairs:Gas Furnace Repairs:Valves | INSTALL NEW REFRIGERANT REGULATING VALVE COMPLETE INCLUDING\CRThis Installation Includes the Following:\CR* Reclaim refrigerant from the system\CR* Removal | TXV-100 | Non Inventory |  | 1498.73 | Items 2025-12-31.csv
Service:Service Repairs:Gas Furnace Repairs:Valves | INSTALL NEW REFRIGERANT REGULATING VALVE COMPLETE INCLUDING\CRThis Installation Includes the Following:\CR* Reclaim refrigerant from the system\CR* Removal | TXV-200 | Non Inventory |  | 1755.88 | Items 2025-12-31.csv
| INSTALL NEW REFRIGERANT REGULATING VALVE COMPLETE INCLUDING\CRThis Installation Includes the Following:\CR* Reclaim refrigerant from the system\CR* Removal | TXV-300 | Non Inventory |  | 2013.02 | Items 2025-12-31.csv
| INSTALL NEW REFRIGERANT REGULATING VALVE COMPLETE INCLUDING\CRThis Installation Includes the Following:\CR* Reclaim refrigerant from the system\CR* Removal | TXV-400 | Non Inventory |  | 2477.54 | Items 2025-12-31.csv